## camerav2
manufacturer | model | price | product_detail | product_specs | resolution | sensor_option | sku | title
Hikvision | DS-2CD2543G0-IS-2-8mm | 118.89 | The DS-2CD2543G0-IS-2-8mm from Hikvision is a 4 megapixel outdoor IR fixed mini dome network camera, 2.8mm lens.,Features,2688 Ã— 1520 @30fps,IR: Up to 10 m,H.265+. H.265,120dB WDR,Built-in MicroSD/SDHC/SDXC slot, up to 128G,PoE,EXIR,Wi-Fi (Optional) | SKU:DS-2CD2543G0-IS-2-8mm,Manufacturer:Hikvision,Features:Audio, Auto Gain Control, Back Light Compensation, Day/Night, Digital Noise Reduction, Flickerless, Mirror, Motion Detection Tracking, ONVIF, Privacy Masking, Vandal Resistant, Weather Resistant, Wide Dynamic Range,Camera Signal :Network IP,Connection Type:Wired,Infrared Distance:0~60 Feet,Resolution:4 Megapixel,Lens Type:Fixed,Lens Size:2.8mm,Mount Type:Ceiling, Wall,Compression Method:H.264, M-JPEG, H.265,Durability:Vandal Resistant, Weather Resistant,Voltage:12vDC, PoE,Dimensions (W x H):Î¦110 mm Ã— 56.4 mm (Î¦4.3" Ã— 2.2"),Electronic Shutter:1/3 s to 1/100,000 s,Image Device:1/3" Progressive Scan CMOS,Minimum Scene Illumination:Color: 0.01 Lux @ (F1.2, AGC ON), 0.018 lux @(F1.6, AGC ON), 0 lux with IR,Operating Humidity:95% or less (non-condensing),Operating Temperature:-30 Â°C to +60 Â°C (-22 Â°F to +140 Â°F),Power Consumption:12 VDC: max. 8.5W, PoE (802.3af, 36V to 57V): max. 10W,Protocols:TCP/IP, ICMP, HTTP, HTTPS, FTP, DHCP, DNS, DDNS, RTP, RTSP, RTCP, PPPoE, NTP, UPnPâ„¢, SMTP, SNMP, IGMP, QoS, IPv6,Weatherproof:IP66,Digital Noise Reduction:3D DNR,Angle of View:Horizontal field of view: 98Â°, Vertical field of view: 55Â°, Diagonal field of view: 114Â°,IR Distance:10m/32.80ft,Audio:Yes,Auto Gain Control:Yes,Day/Night:Yes,Digital Noise Reduction:Yes,Flickerless:Yes,Motion Detection Tracking:Yes,Privacy Masking:Yes,Wide Dynamic Range:Yes,Mirror:Yes,ONVIF:Yes | 4 Megapixel |  | DS-2CD2543G0-IS-2-8mm | Hikvision DS-2CD2543G0-IS-2-8mm 4 Megapixel Outdoor IR Fixed Mini Dome Network Camera, 2.8mm Lens
Samsung | QND-7010R | 175.26 | The QND-7010R from Samsung network camera line is a 4MP indoor dome network camera featuring WiseStream, triple codec H.265/H.264/MJPEG, 2.8mm lens, IR, PoE/12VDC, 120dB True WDR, Defocus Detection, Hallway View, one-way audio and SD card slot (SD/SDHC/SDXC up to 128GB).,Features,Max. 4M resolution,Built-in 2.8mm fixed lens,Max. 20fps@4M, Max. 30fps@under 2M (H.265/H.264),H.265, H.264, MJPEG codec supported, Multiple streaming,Motion detection, Tampering, Defocus detection,Micro SD (128GB) memory slot, PoE / 12V DC,IR viewable length 20m, IK08,Hallway view, WiseStream support,LDC support (Lens Distortion Correction) | SKU:QND-7010R,Manufacturer:Samsung,Features:Audio, Auto Gain Control, Automatic White Balance, Back Light Compensation, Day/Night, Digital Noise Reduction, Flickerless, Mirror, Motion Detection Tracking, On Screen Display Menu, ONVIF, Privacy Masking, Vandal Resistant, Wide Dynamic Range,Camera Signal :Network IP,Connection Type:Wired,Infrared Distance:61~100 Feet,Resolution:4 Megapixel,Lens Type:Fixed,Lens Size:2.8mm,Mount Type:Ceiling, Wall,Compression Method:H.264, M-JPEG, H.265,Durability:Indoor, Vandal Resistant,Voltage:12vDC, PoE,Automatic Gain Control (AGC):Off / Low / Middle / High,Dimensions (W x H):Ã˜110.0 x 86.0mm (Ã˜4.33" x 3.39"),Electronic Shutter:Minimum / Maximum / Anti flicker ,Image Device:1/3" 4M CMOS,Image Pixels Total:2,720(H) x 1,536(V),Image Pixels-Effective:2,688(H) x 1,520(V),Minimum Scene Illumination:Color : 0.5Lux, B/W : 0Lux (IR LED on),Operating Humidity:Less than 90% RH,Operating Temperature:-10Â°C ~ +55Â°C (+14Â°F ~ +131Â°F),Power Consumption:Max. 7W (PoE), Max. 5.8W (12V DC),Privacy Zone:Off / On (6ea rectangular zones),Protocols:TCP/IP, UDP/IP, RTP(UDP), RTP(TCP), RTCP, RTSP, NTP, HTTP, HTTPS, SSL/TLS, DHCP, PPPoE, FTP, SMTP, ICMP, IGMP, SNMPv1/v2c/v3(MIB-2), ARP, DNS, DDNS, QoS, PIM-SM, UPnP, Bonjour ,Scanning System:Progressive,Digital Noise Reduction:SSNR (Off / On),Mirror:Flip / Mirror / Hallway view,Angle of View:H : 110.0Ëš / V : 63.0Ëš / D : 128.0Ëš ,On Screen Display Menu:English, French, German, Spanish, Italian, Chinese, Korean, Russian, Japanese, Swedish, Portuguese, Turkish, Polish, Czech, Dutch, Hungarian, Greek,Motion Detection Tracking:Off / On (4ea polygonal zones),Back Light Compensation:Off / BLC / WDR,Automatic White Balance:ATW / AWC / Manual / Indoor / Outdoor,IR Distance:20m/65ft,Audio:Yes,Auto Gain Control:Yes,Day/Night:Yes,Digital Noise Reduction:Yes,Automatic White Balance:Yes,Back Light Compensation:Yes,Flickerless:Yes,Motion Detection Tracking:Yes,On Screen Display Menu:Yes,Privacy Masking:Yes,Wide Dynamic Range:Yes,Mirror:Yes,ONVIF:Yes | 4 Megapixel |  | QND-7010R | Samsung QND-7010R 4 Megapixel Network IR Dome Camera, 2.8mm Lens
Hikvision | DS-2CD2143G0-I-2-8MM | 97.04 | The DS-2CD2143G0-I-2-8MM from Hikvision is a 4 megapixel IR fixed dome network camera, 2.8mm lens.,Features,1/3" Progressive Scan CMOS,2688 Ã— 1520 @ 30fps,2.8mm fixed lens,Color: 0.01 Lux @ (F1.2, AGC ON), 0.018 Lux @ (F1.6, AGC ON), 0 Lux with IR,H.265+, H.265, H.264+, H.264,Three streams,120dB WDR,2 Behavior analyses, and face detection,BLC/3D DNR/ROI/HLC,IP67, IK10,Built-in micro SD/SDHC/SDXC card slot, up to 128 GB,3-Axis adjustment | SKU:DS-2CD2143G0-I-2-8MM,Manufacturer:Hikvision,Features:Audio, Auto Gain Control, Automatic White Balance, Back Light Compensation, Day/Night, Digital Noise Reduction, Flickerless, Mirror, Motion Detection Tracking, ONVIF, Privacy Masking, Self Recording, Vandal Resistant, Weather Resistant, Wide Dynamic Range,Camera Signal :Network IP,Connection Type:Wired,Infrared Distance:61~100 Feet,Resolution:4 Megapixel,Lens Type:Fixed,Lens Size:2.8mm,Mount Type:Ceiling, Wall,Compression Method:H.264, M-JPEG, H.265,Durability:Vandal Resistant, Weather Resistant,Voltage:12vDC, PoE,Dimensions (W x H):Î¦ 111 Ã— 82.4 mm (Î¦ 4.4" Ã— 3.2"),Electronic Shutter:1/3 s to 1/100,000 s,Image Device:1/3" Progressive Scan CMOS,IR Wavelength:850nm,Minimum Scene Illumination:Color: 0.01 Lux @ (F1.2, AGC ON), 0.018 Lux @ (F1.6, AGC ON), 0 Lux with IR,Operating Humidity:95% or less (non-condensing),Operating Temperature:-30 Â°C to +60 Â°C (-22 Â°F to +140 Â°F),Power Consumption:12VDC: max. 6 W, PoE: max. 7.5 W,Protocols:TCP/IP, ICMP, HTTP, HTTPS, FTP, DHCP, DNS, DDNS, RTP, RTSP, RTCP, PPPoE, NTP, UPnPâ„¢, SMTP, SNMP, IGMP, 802.1X, QoS, IPv6, Bonjour,Weatherproof:IP67,Digital Noise Reduction:3D DNR,Angle of View:Horizontal FOV: 103Â°, Vertical FOV: 58Â°, Diagonal FOV: 123Â°,Rotation Angle:0Â° to 355Â°,IR Distance:30m/98.42ft,Audio:Yes,Auto Gain Control:Yes,Day/Night:Yes,Digital Noise Reduction:Yes,Automatic White Balance:Yes,Back Light Compensation:Yes,Flickerless:Yes,Motion Detection Tracking:Yes,Privacy Masking:Yes,Wide Dynamic Range:Yes,Mirror:Yes,Self Recording:Yes,ONVIF:Yes | 4 Megapixel |  | DS-2CD2143G0-I-2-8MM | Hikvision DS-2CD2143G0-I-2-8MM 4 Megapixel IR Fixed Dome Network Camera, 2.8mm Lens
InVid | ULT-P4DRIR28N | 120 | The ULT-P4DRIR28N from InVid is a 4 megapixel network IR outdoor dome camera, 2.8mm lens.,Features,4 Megapixel (2688 x 1536) ResolutionÂ ,Fixed Lens,H.264/H.264+, MJPEG CompressionÂ ,True Day/Night,True WDR 120dB,100â€™ IR Range,IP66 Weather ResistantÂ ,IK10 Vandal Resistant,12VDC/PoE OperationÂ ,ONVIF,SD Slot for Local Storage: Up to 128GB,Free iOS & Android Apps for Smart Phones & Tablets,Free Central Management Software (CMS) to manage multiple units & sites from a single platform,Free Mac Client | SKU:ULT-P4DRIR28N,Manufacturer:InVid,Features:Auto Gain Control, Back Light Compensation, Day/Night, Digital Noise Reduction, Flickerless, Mirror, Motion Detection Tracking, ONVIF, Self Recording, Vandal Resistant, Weather Resistant, Wide Dynamic Range,Camera Signal :Network IP,Connection Type:Wired,Infrared Distance:61~100 Feet,Resolution:4 Megapixel,Lens Type:Fixed,Lens Size:2.8mm,Mount Type:Ceiling, Wall,Compression Method:H.264, M-JPEG, H.264+,Durability:Vandal Resistant, Weather Resistant,Voltage:12vDC, PoE,Dimensions (W x H):Ã˜ 4.4" x 3.2" (111.7 x 81.28mm),Electronic Shutter:1/30s ~ 1/100,000s,Image Device:1/2.8" progressive scan CMOS,Minimum Scene Illumination:0.01 lux @ (F1.2, AGC ON), 0 lux with IR,Operating Humidity:90% or less (non-condensing),Operating Temperature:14Â°F ~ 104Â°F (-10Â°C ~ 40Â°C),Power Consumption:Max, 5W,Protocols:TCP/IP, HTTP, DHCP, DNS, DDNS, RTP, RTSP, PPPoE, SMTP, NTP, SNMP, HTTPS, FTP, 802.1x, Qos,Weatherproof:IP66,Digital Noise Reduction:3D DNR,Angle of View:75.8Â°,IR Distance:30.48m/100ft,Auto Gain Control:Yes,Day/Night:Yes,Digital Noise Reduction:Yes,Back Light Compensation:Yes,Flickerless:Yes,Motion Detection Tracking:Yes,Wide Dynamic Range:Yes,Mirror:Yes,ONVIF:Yes | 4 Megapixel |  | ULT-P4DRIR28N | InVid ULT-P4DRIR28N 4 Megapixel Network IR Outdoor Dome Camera, 2.8mm Lens
InVid | ULT-P4TXIR28N | 128 | The ULT-P4TXIR28N from InVid is a 4 megapixel network IR outdoor dome camera, 2.8mm lens.,Features,4 Megapixel (2688 x 1536) ResolutionÂ ,Fixed Lens,H.264/H.264+, MJPEG CompressionÂ ,True Day/Night,True WDR 120dB,100â€™ EXIR Range,IP66 Weather ResistantÂ ,12VDC/PoE OperationÂ ,ONVIF,Free iOS & Android Apps for Smart Phones & Tablets,Free Central Management Software (CMS) to manage multiple units & sites from a single platform,Free Mac Client | SKU:ULT-P4TXIR28N,Manufacturer:InVid,Features:Audio, Auto Gain Control, Back Light Compensation, Day/Night, Digital Noise Reduction, Flickerless, Mirror, Motion Detection Tracking, ONVIF, Weather Resistant, Wide Dynamic Range,Camera Signal :Network IP,Connection Type:Wired,Infrared Distance:61~100 Feet,Resolution:4 Megapixel,Lens Type:Fixed,Lens Size:2.8mm,Mount Type:Ceiling, Wall,Compression Method:H.264, M-JPEG, H.264+,Durability:Weather Resistant,Voltage:12vDC, PoE,Dimensions (W x H):Ã˜ 5.0" x 3.8" (Ã˜ 127 x 97.5mm),Electronic Shutter:1/30s ~ 1/100,000s,Image Device:1/2.8" progressive scan CMOS,Minimum Scene Illumination:0.01 lux @ (F1.2, AGC ON), 0 lux with IR,Operating Humidity:95% or less (non-condensing),Operating Temperature:-22 Â°F ~ 140 Â°F (-30 Â°C ~ 60 Â°C),Power Consumption:Max, 5.5W (7W with ICR on),Protocols:TCP/IP, HTTP, DHCP, DNS, DDNS, RTP, RTSP, PPPoE, SMTP, NTP, SNMP, HTTPS, FTP, 802.1x, Qos,Weatherproof:IP66,Digital Noise Reduction:3D DNR,Angle of View:75.8Â°,IR Distance:30.48m/100ft,Audio:Yes,Auto Gain Control:Yes,Day/Night:Yes,Digital Noise Reduction:Yes,Back Light Compensation:Yes,Flickerless:Yes,Motion Detection Tracking:Yes,Wide Dynamic Range:Yes,Mirror:Yes,ONVIF:Yes | 4 Megapixel |  | ULT-P4TXIR28N | InVid ULT-P4TXIR28N 4 Megapixel Network IR Outdoor Dome Camera, 2.8mm Lens
Cantek | CT-NC324-TD 2.8mm | 202.05 | The CT-NC324-TD 2.8mm from Cantek is a 4 megapixel network IR outdoor dome camera, 2.8mm lens.,Features,1/3" Progressive Scan CMOS,2560 Ã— 1440@30fps,2.8 mm fixed lens,Color: 0.01 Lux @ (F1.2, AGC ON), 0.018 Lux @ (F1.6, AGC ON), 0 Lux with IR,H.265+, H.265, H.264+, H.264,Three streams,120dB WDR,2 Behavior analyses, and face detection,BLC/3D DNR/ROI,IP67, IK10,Built-in micro SD/SDHC/SDXC card slot, up to 128 GB,3-Axis adjustment | SKU:CT-NC324-TD 2.8mm,Manufacturer:Cantek,Features:Audio, Auto Gain Control, Back Light Compensation, Day/Night, Digital Noise Reduction, Flickerless, Mirror, Motion Detection Tracking, ONVIF, Privacy Masking, Vandal Resistant, Weather Resistant, Wide Dynamic Range,Camera Signal :Network IP,Connection Type:Wired,Infrared Distance:61~100 Feet,Resolution:4 Megapixel,Lens Type:Fixed,Lens Size:2.8mm,Mount Type:Ceiling, Wall,Compression Method:H.264, M-JPEG, H.265, H.264+, H.265+,Durability:Vandal Resistant, Weather Resistant,Voltage:PoE,Dimensions (W x H):Î¦ 111 Ã— 82.4 mm (Î¦ 4.4" Ã— 3.2"),Electronic Shutter:1/3 s to 1/100,000 s,Image Device:1/3" Progressive Scan CMOS,IR Wavelength:850nm,Minimum Scene Illumination:Color: 0.01 Lux @ (F1.2, AGC ON), 0.018 Lux @ (F1.6, AGC ON), 0 Lux with IR,Operating Humidity:95% or less (nonâ€condensing),Operating Temperature:â€30 Â°C to +60 Â°C (â€22 Â°F to +140 Â°F),Power Consumption:6W / 7.5W,Protocols:TCP/IP, ICMP, HTTP, HTTPS, FTP, DHCP, DNS, DDNS, RTP, RTSP, RTCP, PPPoE, NTP, UPnPâ„¢, SMTP,SNMP, IGMP, 802.1X, QoS, IPv6, Bonjour,Weatherproof:IP67,Digital Noise Reduction:3D DNR,Angle of View:horizontal FOV: 98Â°, vertical FOV: 55Â°, diagonal FOV: 114Â°,Rotation Angle:0Â° to 355Â°,IR Distance:30m/98.42ft,Audio:Yes,Auto Gain Control:Yes,Day/Night:Yes,Digital Noise Reduction:Yes,Back Light Compensation:Yes,Flickerless:Yes,Motion Detection Tracking:Yes,Privacy Masking:Yes,Wide Dynamic Range:Yes,Mirror:Yes,ONVIF:Yes | 4 Megapixel |  | CT-NC324-TD 2.8mm | Cantek CT-NC324-TD 2.8mm 4 Megapixel Network IR Outdoor Dome Camera, 2.8mm Lens
InVid | ULT-P4TXIR4N | 143 | The ULT-P4TXIR4N from InVid is a 4 megapixel network IR outdoor dome camera, 4mm lens.,Features,4 Megapixel (2688 x 1536) ResolutionÂ ,Fixed Lens,H.264/H.264+, MJPEG CompressionÂ ,True Day/Night,True WDR 120dB,100â€™ EXIR Range,IP66 Weather ResistantÂ ,12VDC/PoE OperationÂ ,ONVIF,Free iOS & Android Apps for Smart Phones & Tablets,Free Central Management Software (CMS) to manage multiple units & sites from a single platform,Free Mac Client | SKU:ULT-P4TXIR4N,Manufacturer:InVid,Features:Audio, Auto Gain Control, Back Light Compensation, Day/Night, Digital Noise Reduction, Flickerless, Mirror, Motion Detection Tracking, ONVIF, Weather Resistant, Wide Dynamic Range,Camera Signal :Network IP,Connection Type:Wired,Infrared Distance:61~100 Feet,Resolution:4 Megapixel,Lens Type:Fixed,Lens Size:4mm,Mount Type:Ceiling, Wall,Compression Method:H.264, M-JPEG, H.264+,Durability:Weather Resistant,Voltage:12vDC, PoE,Dimensions (W x H):Ã˜ 5.0" x 3.8" (Ã˜ 127 x 97.5mm),Electronic Shutter:1/30s ~ 1/100,000s,Image Device:1/2.8" progressive scan CMOS,Minimum Scene Illumination:0.01 lux @ (F1.2, AGC ON), 0 lux with IR,Operating Humidity:95% or less (non-condensing),Operating Temperature:-22 Â°F ~ 140 Â°F (-30 Â°C ~ 60 Â°C),Power Consumption:Max, 5.5W (7W with ICR on),Protocols:TCP/IP, HTTP, DHCP, DNS, DDNS, RTP, RTSP, PPPoE, SMTP, NTP, SNMP, HTTPS, FTP, 802.1x, Qos,Weatherproof:IP66,Digital Noise Reduction:3D DNR,Angle of View:75.8Â°,IR Distance:30.48m/100ft,Audio:Yes,Auto Gain Control:Yes,Day/Night:Yes,Digital Noise Reduction:Yes,Back Light Compensation:Yes,Flickerless:Yes,Motion Detection Tracking:Yes,Wide Dynamic Range:Yes,Mirror:Yes,ONVIF:Yes | 4 Megapixel |  | ULT-P4TXIR4N | InVid ULT-P4TXIR4N 4 Megapixel Network IR Outdoor Dome Camera, 4mm Lens
Cantek | CT-NC324-XD 2.8mm | 216.83 | The CT-NC324-XD 2.8mm from Cantek is a 4 megapixel network IR outdoor dome camera, 2.8mm lens.,Features,1/3" Progressive Scan CMOS,2560 Ã— 1440@30fps,2.8 mm fixed lens,Color: 0.01 Lux @ (F1.2, AGC ON), 0.018 Lux @ (F1.6, AGC ON), 0 Lux with IR,H.265+, H.265, H.264+, H.264,Three streams,120dB WDR,2 Behavior analyses, and face detection,BLC/3D DNR/ROI,IP67,Built-in micro SD/SDHC/SDXC card slot, up to 128 GB,3-Axis adjustment | SKU:CT-NC324-XD 2.8mm,Manufacturer:Cantek,Features:Auto Gain Control, Back Light Compensation, Day/Night, Digital Noise Reduction, Flickerless, Mirror, Motion Detection Tracking, ONVIF, Privacy Masking, Weather Resistant, Wide Dynamic Range,Camera Signal :Network IP,Connection Type:Wired,Infrared Distance:61~100 Feet,Resolution:4 Megapixel,Lens Type:Fixed,Lens Size:2.8mm,Mount Type:Ceiling, Wall,Compression Method:H.264, M-JPEG, H.265, H.264+, H.265+,Durability:Weather Resistant,Voltage:PoE,Dimensions (W x H):Î¦ 127.3 Ã— 95.9 mm (Î¦ 5.0" Ã— 3.8"),Electronic Shutter:1/3 s to 1/100,000 s,Image Device:1/3" Progressive Scan CMOS,IR Wavelength:850nm,Minimum Scene Illumination:Color: 0.01 Lux @ (F1.2, AGC ON), 0.018 Lux @ (F1.6, AGC ON), 0 Lux with IR,Operating Humidity:95% or less (nonâ€condensing),Operating Temperature:â€30 Â°C to +60 Â°C (â€22 Â°F to +140 Â°F),Power Consumption:6W/7.5W,Protocols:TCP/IP, ICMP, HTTP, HTTPS, FTP, DHCP, DNS, DDNS, RTP, RTSP, RTCP, PPPoE, NTP, UPnPâ„¢, SMTP,SNMP, IGMP, 802.1X, QoS, IPv6, Bonjour,Weatherproof:IP67,Digital Noise Reduction:3D DNR,Angle of View:horizontal FOV: 98Â°, vertical FOV: 55Â°, diagonal FOV: 114Â°,Rotation Angle:0Â° to 360Â°,IR Distance:30m/98.42ft,Auto Gain Control:Yes,Day/Night:Yes,Digital Noise Reduction:Yes,Back Light Compensation:Yes,Flickerless:Yes,Motion Detection Tracking:Yes,Privacy Masking:Yes,Wide Dynamic Range:Yes,Mirror:Yes,ONVIF:Yes | 4 Megapixel |  | CT-NC324-XD 2.8mm | Cantek CT-NC324-XD 2.8mm 4 Megapixel Network IR Outdoor Dome Camera, 2.8mm Lens
Cantek | CT-NC324-TD 4mm | 202.05 | The CT-NC324-TD 4mm from Cantek is a 4 megapixel network IR outdoor dome camera, 4mm lens.,Features,1/3" Progressive Scan CMOS,2560 Ã— 1440@30fps,4 mm fixed lens,Color: 0.01 Lux @ (F1.2, AGC ON), 0.018 Lux @ (F1.6, AGC ON), 0 Lux with IR,H.265+, H.265, H.264+, H.264,Three streams,120dB WDR,2 Behavior analyses, and face detection,BLC/3D DNR/ROI,IP67, IK10,Built-in micro SD/SDHC/SDXC card slot, up to 128 GB,3-Axis adjustment | SKU:CT-NC324-TD 4mm,Manufacturer:Cantek,Features:Audio, Auto Gain Control, Back Light Compensation, Day/Night, Digital Noise Reduction, Flickerless, Mirror, Motion Detection Tracking, ONVIF, Privacy Masking, Vandal Resistant, Weather Resistant, Wide Dynamic Range,Camera Signal :Network IP,Connection Type:Wired,Infrared Distance:61~100 Feet,Resolution:4 Megapixel,Lens Type:Fixed,Lens Size:4mm,Mount Type:Ceiling, Wall,Compression Method:H.264, M-JPEG, H.265, H.264+, H.265+,Durability:Vandal Resistant, Weather Resistant,Voltage:PoE,Dimensions (W x H):Î¦ 111 Ã— 82.4 mm (Î¦ 4.4" Ã— 3.2"),Electronic Shutter:1/3 s to 1/100,000 s,Image Device:1/3" Progressive Scan CMOS,IR Wavelength:850nm,Minimum Scene Illumination:Color: 0.01 Lux @ (F1.2, AGC ON), 0.018 Lux @ (F1.6, AGC ON), 0 Lux with IR,Operating Humidity:95% or less (nonâ€condensing),Operating Temperature:â€30 Â°C to +60 Â°C (â€22 Â°F to +140 Â°F),Power Consumption:6W / 7.5W,Protocols:TCP/IP, ICMP, HTTP, HTTPS, FTP, DHCP, DNS, DDNS, RTP, RTSP, RTCP, PPPoE, NTP, UPnPâ„¢, SMTP,SNMP, IGMP, 802.1X, QoS, IPv6, Bonjour,Weatherproof:IP67,Digital Noise Reduction:3D DNR,Angle of View:horizontal FOV: 78Â°, vertical FOV: 42Â°, diagonal FOV: 93Â°,Rotation Angle:0Â° to 355Â°,IR Distance:30m/98.42ft,Audio:Yes,Auto Gain Control:Yes,Day/Night:Yes,Digital Noise Reduction:Yes,Back Light Compensation:Yes,Flickerless:Yes,Motion Detection Tracking:Yes,Privacy Masking:Yes,Wide Dynamic Range:Yes,Mirror:Yes,ONVIF:Yes | 4 Megapixel |  | CT-NC324-TD 4mm | Cantek CT-NC324-TD 4mm 4 Megapixel Network IR Outdoor Dome Camera, 4mm Lens
Geovision | GV-ADR4701 | 141.75 | The mini fixed rugged IP Dome is an outdoor, fixed, network camera equipped with an automatic IR cut filter and an IR LED for day and night surveillance. The camera supports H.265 video codec to achieve better compression ratio while maintaining high quality pictures at reduced network bandwidths. The camera adheres to IP66 and IK10 standards, and can be powered through PoE.,Features,1/3" progressive scan low lux CMOS sensor,Min. illumination at 0.02 lux ,Triple streams from H.265, H.264 or MJPEG,Up to 20 fps at 2592 x 1520, 25 fps at 2560 x 1440, 30 fps at 2048 x 1520,Intelligent IR,IR distance up to 30 m (98.4 ft),Day and night function (with removable IRâ€cut filter),Ingress protection (IP66),Vandal Resistance (IK10),DC 12V / PoE (IEEE 802.3af) ,Wide Dynamic Range (WDR),Defog,3D noise reduction,Motion detection,Text overlay,Privacy mask,ONVIF (Profile S) conformant | SKU:84-ADR470W-0010,Manufacturer:Geovision,Features:Auto Gain Control, Automatic White Balance, Day/Night, Digital Noise Reduction, Motion Detection Tracking, On Screen Display Menu, ONVIF, Privacy Masking, Vandal Resistant, Weather Resistant, Wide Dynamic Range,Camera Signal :Network IP,Connection Type:Wired,Resolution:4 Megapixel,Lens Type:Fixed,Lens Size:2.8mm,Mount Type:Ceiling, Wall,Compression Method:H.264, M-JPEG, H.265,Durability:Vandal Resistant, Weather Resistant,Voltage:PoE,Automatic Gain Control (AGC):Auto / Manual,Dimensions (W x H):Ã˜ 109 x 81 mm (Ã˜4.3â€ x 3.2â€),Electronic Shutter:Auto / Manual (1/6 ~ 1/100000 sec),Image Device:1/3" progressive scan low lux CMOS,Image Pixels-Effective:1 IR LED,Minimum Scene Illumination:Color 0.02 Lux, IR ON 0 Lux,Operating Humidity:0% ~ 95% (no condensation),Operating Temperature:â€30Â°C ~ 60Â°C (â€22Â°F ~ 140Â°F),Power Consumption:5W,Protocols:DHCP, DynDNS, FTP, HTTP, HTTPS, IPv4, IPv6, ICMP, L2TP, NTP, PPPoE, RTP, RTSP, SMTP, SIP, TCP/IP, UDP, ONVIF (Profile S),S/N Ratio:52 dB,Weatherproof:IP66,Digital Noise Reduction:3D,Angle of View:101Â°,Automatic White Balance:Auto / Manual,IR Distance:30m / 98.4ft,Auto Gain Control:Yes,Day/Night:Yes,Digital Noise Reduction:Yes,Automatic White Balance:Yes,Motion Detection Tracking:Yes,On Screen Display Menu:Yes,Privacy Masking:Yes,Wide Dynamic Range:Yes,ONVIF:Yes | 4 Megapixel |  | 84-ADR470W-0010 | Geovision 84-ADR470W-0010 GV-ADR4701 4 Megapixel Network IR Outdoor Dome Camera, 2.8mm Lens
Samsung | QNV-7080R | 320.02 | The QNV-7080R from Samsung is a network camera line is a 4MP outdoor vandal dome network camera featuring WiseStream, triple codec H.265/H.264/MJPEG, 2.8 ~ 12.0mm motorized varifocal lens, IR, IP66, IK10, PoE/12VDC, 120dB True WDR, Defocus Detection, Hallway View, one-way audio and SD card slot (SD/SDHC/SDXC up to 128GB).,Features,Max. 4M resolution,2.8 ~ 12mm (4.3x) motorized varifocal lens,Max. 20fps@4M resolutions, Max. 30fps@2M resolutions,H.265, H.264, MJPEG codec supported, Multiple streaming,Day & Night (ICR), WDR (120dB),Motion detection, Tampering, Defocus detection,micro SD (128GB) memory slot, PoE / 12V DC,IR viewable length 30m, IP66, IK10,Hallway view support,LDC support (Lens Distortion Correction) | SKU:QNV-7080R,Manufacturer:Samsung,Features:Auto Gain Control, Automatic White Balance, Back Light Compensation, Day/Night, Digital Noise Reduction, Flickerless, Mirror, Motion Detection Tracking, On Screen Display Menu, ONVIF, Privacy Masking, Vandal Resistant, Weather Resistant, Wide Dynamic Range,Camera Signal :Network IP,Connection Type:Wired,Infrared Distance:61~100 Feet,Resolution:4 Megapixel,Lens Type:Varifocal,Lens Size:2.8-12mm,Mount Type:Ceiling, Wall,Compression Method:H.264, M-JPEG,Durability:Vandal Resistant, Weather Resistant,Voltage:12vDC, PoE,Automatic Gain Control (AGC):Off / Low / Middle / High,Dimensions (W x H):Ã˜137.0 x 106.1mm (Ã˜5.39" x 4.18"),Electronic Shutter:Minimum / Maximum / Anti flicker,Image Device:1/3" 4M CMOS,Image Pixels Total:2,720(H) x 1,536(V),Image Pixels-Effective:2,688(H) x 1,520(V),Minimum Scene Illumination:Color: 0.15Lux (30IRE), B/W: 0Lux (IR LED on),Operating Humidity:Less than 90% RH,Operating Temperature:-30Â°C ~ +55Â°C (-22Â°F ~ +131Â°F),Power Consumption:Max. 7.2W (PoE), Max. 6.4W (12V DC),Privacy Zone:Off / On (6ea rectangular zones),Protocols:TCP/IP, UDP/IP, RTP(UDP), RTP(TCP), RTCP, RTSP, NTP, HTTP, HTTPS, SSL/TLS, DHCP, PPPoE, FTP, SMTP, ICMP, IGMP, SNMPv1/v2c/v3(MIB-2), ARP, DNS, DDNS, QoS, PIM-SM, UPnP, Bonjour ,Scanning System:Progressive,Weatherproof:IP66,Zoom Ratio:4.3x,Digital Noise Reduction:SSNR (Off / On),Mirror:Flip / Mirror / Hallway view,Angle of View:H: 109.7Ëš ~ 26.0Ëš / V: 60.8Ëš ~ 15.2Ëš / D: 131.3Ëš ~ 30.1Ëš ,Rotation Angle:0Â° ~ 355Â°,On Screen Display Menu:English, Korean, Chinese, French, Italian, Spanish, German, Japanese, Russian, Swedish, Portuguese, Czech, Polish, Turkish, Dutch, Hungary, Greek,Motion Detection Tracking:Off / On (4ea polygonal zones),Back Light Compensation:Off / BLC / WDR,Automatic White Balance:ATW / AWC / Manual / Indoor / Outdoor,IR Distance:30m/98.43ft,Auto Gain Control:Yes,Day/Night:Yes,Digital Noise Reduction:Yes,Automatic White Balance:Yes,Back Light Compensation:Yes,Flickerless:Yes,Motion Detection Tracking:Yes,On Screen Display Menu:Yes,Privacy Masking:Yes,Wide Dynamic Range:Yes,Mirror:Yes,ONVIF:Yes | 4 Megapixel |  | QNV-7080R | Samsung QNV-7080R 4 Megapixel Vandal-Resistant Network IR Dome Camera with 2.8-12mm Lens
Hikvision | DS-2CD2745FWD-IZS | 291.65 | The Hikvision DS-2CD2745FWD-IZS Outdoor IR Varifocal Network Dome Camera provides high definition output. It supports H.265+ video compression, which assures savings in bandwidth and storage. The camera is equipped with a 2.8 mm to 12 mm varifocal lens and offers an EXIR 2.0 range of up to 100 ft (30 m). Smart features such as line crossing, intrusion, unattended luggage, and scene change detection are also supported.,Features,1/2.5" (4 MP) Progressive Scan CMOS,Up to 2688 x 1520 Resolution @ 30 fps,Minimum Illumination: Color: 0.011 lux @ (Æ’/1.4, AGC on) 0 lux with IR,Up to 100 ft (30 m) EXIR 2.0 Range,DarkFighter Technology,2.8 mm to 12 mm Motorized Varifocal Lens,H.265+, H.265, H.264+, H.264,120 dB True WDR,MicroSD Card Slot Supports 128 GB,IP67, IK10 Protection,12 VDC and PoE (802.3af) | SKU:DS-2CD2745FWD-IZS,Manufacturer:Hikvision,Features:Audio, Auto Gain Control, Automatic White Balance, Back Light Compensation, Day/Night, Digital Noise Reduction, Flickerless, Mirror, Motion Detection Tracking, ONVIF, Privacy Masking, Vandal Resistant, Weather Resistant, Wide Dynamic Range,Camera Signal :Network IP,Connection Type:Wired,Resolution:4 Megapixel,Lens Type:Varifocal,Lens Size:2.8-12mm,Mount Type:Ceiling, Wall,Compression Method:H.264, M-JPEG, H.265, H.264+, H.265+,Durability:Vandal Resistant, Weather Resistant,Voltage:12vDC , PoE,Dimensions (W x H):Ã˜6" Ã— 5.2" (Ã˜153.4 mm Ã— 133.1 mm),Electronic Shutter:1/3 s to 1/100,000 s,Image Device:1/2.5" Progressive Scan CMOS,IR Wavelength:850 nm,Minimum Scene Illumination:Color: 0.011 lux @ (Æ’/1.4, AGC on), 0 lux with IR,Operating Humidity:95% or less (non-condensing),Operating Temperature:-22Â° to 140Â° F (-30Â° to 60Â° C),Power Consumption:12 VDC: maximum 11 W, PoE (802.3af, 36 V to 57 V): maximum 12.5 W,Protocols:TCP/IP, ICMP, HTTP, HTTPS, FTP, DHCP, DNS, DDNS, RTP, RTSP, RTCP, PPPoE, NTP, UPnP, SMTP, SNMP, IGMP, 802.1x, QoS, IPv6, Bonjour,Signal System:PAL/NTSC,Video Output:1Vp-p Composite Output(75Î©) (For adjustment only),Weatherproof:IP67,Digital Noise Reduction:3D DNR,Angle of View:Horizontal field of view: 114Â° to 32Â° , Vertical field of view: 59Â° to 18Â° , Diagonal field of view: 141Â° to 36.5Â°,Rotation Angle:0Â° to 355Â°,IR Distance:30m / 98.42ft,Audio:Yes,Auto Gain Control:Yes,Day/Night:Yes,Digital Noise Reduction:Yes,Automatic White Balance:Yes,Back Light Compensation:Yes,Flickerless:Yes,Motion Detection Tracking:Yes,Privacy Masking:Yes,Wide Dynamic Range:Yes,Mirror:Yes,ONVIF:Yes | 4 Megapixel |  | DS-2CD2745FWD-IZS | Hikvision DS-2CD2745FWD-IZS 4 Megapixel Outdoor IR Varifocal Network Dome Camera, 2.8-12mm Lens
InVid | ULT-P4DRIR28B | 120 | The ULT-P4DRIR28B from InVid is a 4 Megapixel Network IP plug & play mini rugged dome camera with 100' IR range, PoE/DC12V, SD card slot, 2.8mm lens, black.,Features,4 Megapixel (2688 x 1536) Resolution,Fixed Lens,H.264/H.264+, MJPEG Compression,True Day/Night,True WDR 120dB,100â€™ IR Range,IP66 Weather Resistant,IK10 Vandal Resistant,12VDC/PoE Operation,ONVIF,SD Slot for Local Storage: Up to 128GB,Free iOS & Android Apps for Smart Phones & Tablets,Free Central Management Software (CMS) to manage multiple units & sites from a single platform,Free Mac Client | SKU:ULT-P4DRIR28B,Manufacturer:InVid,Features:Auto Gain Control, Back Light Compensation, Day/Night, Digital Noise Reduction, Motion Detection Tracking, ONVIF, Vandal Resistant, Weather Resistant, Wide Dynamic Range,Camera Signal :Network IP,Connection Type:Wired,Infrared Distance:61~100 Feet,Resolution:4 Megapixel,Lens Type:Fixed,Lens Size:2.8mm,Mount Type:Ceiling, Wall,Compression Method:H.264, M-JPEG, H.264+,Durability:Vandal Resistant, Weather Resistant,Voltage:12vDC, PoE,Dimensions (W x H):Ã˜ 4.4" x 3.2" (111.7 x 81.28mm),Electronic Shutter:1/30s ~ 1/100,000s,Image Device:1/2.8" progressive scan CMOS,Minimum Scene Illumination:0.01 lux @ (F1.2, AGC ON), 0 lux with IR,Operating Humidity:90% or less (non-condensing),Operating Temperature:14Â°F ~ 104Â°F (-10Â°C ~ 40Â°C),Power Consumption:Max, 5W,Protocols:TCP/IP, HTTP, DHCP, DNS, DDNS, RTP, RTSP, PPPoE, SMTP, NTP, SNMP, HTTPS, FTP, 802.1x, Qos,Weatherproof:IP66,Digital Noise Reduction:3D DNR,Angle of View:75.8Â°,Back Light Compensation:Yes, zone configurable,IR Distance:30m/100ft,Auto Gain Control:Yes,Day/Night:Yes,Digital Noise Reduction:Yes,Back Light Compensation:Yes,Motion Detection Tracking:Yes,Wide Dynamic Range:Yes,Mirror:Yes,ONVIF:Yes | 4 Megapixel |  | ULT-P4DRIR28B | InVid ULT-P4DRIR28B 4 Megapixel Network IR Mini Dome Camera, 2.8mm Lens, Black
Samsung | QNV-7010R | 221.99 | The QNV-7010R from Samsung is a 4MP outdoor vandal dome network camera featuring WiseStream, triple codec H.265/H.264/MJPEG, 2.8mm lens, IR, IP66, IK10, PoE/12VDC, 120dB True WDR, Defocus Detection, Hallway View, one-way audio and SD card slot (SD/SDHC/SDXC up to 128GB).,Features,Max. 4megapixel resolution,Built-in 2.8mm fixed lens,Max. 20fps@4M, Max. 30fps@under 2M (H.265/H.264),H.265, H.264, MJPEG codec supported, Multiple streaming,Motion detection, Tampering, Defocus detection,Micro SD/SDHC/SDXC memory slot (Max. 128GB), PoE / 12V DC,IR viewable length 20m,Hallway view, WiseStream support, IP66, IK10,LDC support (Lens Distortion Correction) | SKU:QNV-7010R,Manufacturer:Samsung,Features:Auto Gain Control, Automatic White Balance, Back Light Compensation, Digital Noise Reduction, Mirror, Motion Detection Tracking, ONVIF, Privacy Masking, Vandal Resistant, Weather Resistant, Wide Dynamic Range,Camera Signal :Network IP,Connection Type:Wired,Infrared Distance:61~100 Feet,Resolution:4 Megapixel,Lens Type:Fixed,Lens Size:2.8mm,Mount Type:Ceiling, Wall,Compression Method:H.264, M-JPEG, H.265,Durability:Vandal Resistant, Weather Resistant,Voltage:12vDC, PoE,Automatic Gain Control (AGC):Off / Low / Middle / High,Dimensions (W x H):Ã˜120.3 x 91.7mm (Ã˜4.74" x 3.61"),Electronic Shutter:Minimum / Maximum / Anti flicker,Image Device:1/3" 4M CMOS,Image Pixels Total:2,720(H) x 1,536(V),Image Pixels-Effective:2,688(H) x 1,520(V),Minimum Scene Illumination:Color : 0.5Lux, B/W : 0Lux (IR LED on),Operating Humidity:Less than 90% RH,Operating Temperature:-30Â°C ~ +55Â°C (-22Â°F ~ +131Â°F),Power Consumption:Max. 7W (PoE), Max. 5.8W (12V DC),Privacy Zone:Off / On (6ea rectangular zones),Protocols:TCP/IP, UDP/IP, RTP(UDP), RTP(TCP), RTCP, RTSP, NTP, HTTP, HTTPS, SSL/TLS, DHCP, PPPoE, FTP, SMTP, ICMP, IGMP, SNMPv1/v2c/v3(MIB-2), ARP, DNS, DDNS, QoS, PIM-SM, UPnP, Bonjour,Scanning System:Progressive,Weatherproof:IP66,Digital Noise Reduction:SSNR (Off / On),Mirror:Flip / Mirror / Hallway view,Angle of View:H : 111.0Ëš / V : 63.0Ëš / D : 133.0Ëš ,Motion Detection Tracking:Off / On (4ea polygonal zones),Back Light Compensation:Off / BLC / WDR,Automatic White Balance:ATW / AWC / Manual / Indoor / Outdoor,IR Distance:20m/65.62ft,Auto Gain Control:Yes,Digital Noise Reduction:Yes,Automatic White Balance:Yes,Back Light Compensation:Yes,Motion Detection Tracking:Yes,Privacy Masking:Yes,Wide Dynamic Range:Yes,Mirror:Yes,ONVIF:Yes | 4 Megapixel |  | QNV-7010R | Samsung QNV-7010R 4M Vandal-Resistant Network IR Dome Camera 2.8mm Fixed Lens
Samsung | QND-7080R | 289 | The QND-7080R from Samsung network camera line is a 4MP indoor dome network camera featuring WiseStream, triple codec H.265/H.264/MJPEG, 2.8 ~ 12.0mm motorized varifocal lens, IR, PoE/12VDC, 120dB True WDR, Defocus Detection, Hallway View, one-way audio and SD card slot (SD/SDHC/SDXC up to 128GB).,Features,Max. 4M resolution,2.8 ~ 12mm (4.3x) motorized varifocal lens,Max. 20fps@4M, Max. 30fps@2M all resolutions,H.265, H.264, MJPEG codec supported,Day & Night (ICR), WDR (120dB),Motion detection, Tampering, Defocus detection,micro SD (128GB) memory slot, PoE / 12V DC,IR viewable length 20m,Hallway view support,LDC support (Lens Distortion Correction) | SKU:QND-7080R,Manufacturer:Samsung,Features:Audio, Auto Gain Control, Automatic White Balance, Back Light Compensation, Day/Night, Digital Noise Reduction, Flickerless, Mirror, Motion Detection Tracking, On Screen Display Menu, ONVIF, Privacy Masking, Wide Dynamic Range,Camera Signal :Network IP,Connection Type:Wired,Infrared Distance:61~100 Feet,Resolution:4 Megapixel,Lens Type:Varifocal,Lens Size:2.8-12mm,Mount Type:Ceiling, Wall,Compression Method:H.264, M-JPEG, H.265,Durability:Indoor,Voltage:12vDC, PoE,Automatic Gain Control (AGC):Off / Low / Middle / High,Dimensions (W x H):Ã˜119.8 x 98.8mm (Ã˜4.72" x 3.89"),Electronic Shutter:Minimum / Maximum / Anti flicker ,Image Device:1/3" 4M CMOS,Image Pixels Total:2,720(H) x 1,536(V),Image Pixels-Effective:2,688(H) x 1,520(V),Minimum Scene Illumination:Color: 0.15Lux (30IRE), B/W: 0Lux (IR LED on),Operating Humidity:Less than 90% RH,Operating Temperature:-10Â°C ~ +55Â°C (+14Â°F ~ +131Â°F),Power Consumption:Max. 7.2W (PoE), Max. 6.4W (12V DC),Privacy Zone:Off / On (6ea rectangular zones),Protocols:TCP/IP, UDP/IP, RTP(UDP), RTP(TCP), RTCP, RTSP, NTP, HTTP, HTTPS, SSL/TLS, DHCP, PPPoE, FTP, SMTP, ICMP, IGMP, SNMPv1/v2c/v3(MIB-2), ARP, DNS, DDNS, QoS, PIM-SM, UPnP, Bonjour ,Scanning System:Progressive,Digital Noise Reduction:SSNR (Off / On),Mirror:Flip / Mirror / Hallway view,On Screen Display Menu:English, Korean, Chinese, French, Italian, Spanish, German, Japanese, Russian, Swedish, Portuguese, Czech, Polish, Turkish, Dutch, Hungary, Greek,Motion Detection Tracking:Off / On (4ea polygonal zones),Back Light Compensation:Off / BLC / WDR,Automatic White Balance:ATW / AWC / Manual / Indoor / Outdoor,IR Distance:20m/65.62ft,Audio:Yes,Auto Gain Control:Yes,Day/Night:Yes,Digital Noise Reduction:Yes,Automatic White Balance:Yes,Back Light Compensation:Yes,Flickerless:Yes,Motion Detection Tracking:Yes,On Screen Display Menu:Yes,Privacy Masking:Yes,Wide Dynamic Range:Yes,Mirror:Yes,ONVIF:Yes | 4 Megapixel |  | QND-7080R | Samsung QND-7080R 4 Megapixel Network IR Dome Camera, 2.8-12mm Lens
Samsung | QND-7020R | 175.26 | The QND-7020R from Samsung network camera line is a 4MP indoor dome network camera featuring WiseStream, triple codec H.265/H.264/MJPEG, 3.6mm lens, IR, PoE/12VDC, 120dB True WDR, Defocus Detection, Hallway View, one-way audio and SD card slot (SD/SDHC/SDXC up to 128GB).,Features,Max. 4M resolution,Built-in 3.6mm fixed lens,Max. 20fps@4M, Max. 30fps@under 2M (H.265/H.264),H.265, H.264, MJPEG codec supported, Multiple streaming,Motion detection, Tampering, Defocus detection,micro SD (128GB) memory slot, PoE / 12V DC,IR viewable length 20m, IK08,Hallway view, WiseStream support,LDC support (Lens Distortion Correction) | SKU:QND-7020R,Manufacturer:Samsung,Features:Audio, Auto Gain Control, Automatic White Balance, Back Light Compensation, Day/Night, Digital Noise Reduction, Flickerless, Mirror, Motion Detection Tracking, On Screen Display Menu, ONVIF, Privacy Masking, Vandal Resistant, Wide Dynamic Range,Camera Signal :Network IP,Connection Type:Wired,Infrared Distance:61~100 Feet,Resolution:4 Megapixel,Lens Type:Fixed,Lens Size:3.6mm,Mount Type:Ceiling, Wall,Compression Method:H.264, M-JPEG, H.265,Durability:Indoor, Vandal Resistant,Voltage:12vDC, PoE,Automatic Gain Control (AGC):Off / Low / Middle / High,Dimensions (W x H):Ã˜110.0 x 86.0mm (Ã˜4.33" x 3.39"),Electronic Shutter:Minimum / Maximum / Anti flicker,Image Device:1/3" 4M CMOS,Image Pixels Total:2,720(H) x 1,536(V),Image Pixels-Effective:2,688(H) x 1,520(V),Minimum Scene Illumination:Color: 0.4Lux B/W: 0Lux (IR LED on),Operating Humidity:Less than 90% RH,Operating Temperature:-10Â°C ~ +55Â°C (+14Â°F ~ +131Â°F),Power Consumption:Max. 6.5W (PoE), Max. 5.43W (12V DC),Privacy Zone:Off / On (6ea rectangular zones),Protocols:TCP/IP, UDP/IP, RTP(UDP), RTP(TCP), RTCP, RTSP, NTP, HTTP, HTTPS, SSL/TLS, DHCP, PPPoE, FTP, SMTP, ICMP, IGMP, SNMPv1/v2c/v3(MIB-2), ARP, DNS, DDNS, QoS, PIM-SM, UPnP, Bonjour,Scanning System:Progressive,Digital Noise Reduction:SSNR (Off / On),Mirror:Flip / Mirror / Hallway view,On Screen Display Menu:English, French, German, Spanish, Italian, Chinese, Korean, Russian, Japanese, Swedish, Portuguese, Turkish, Polish, Czech, Dutch, Hungarian, Greek,Motion Detection Tracking:Off / On (4ea polygonal zones),Back Light Compensation:Off / BLC / WDR,Automatic White Balance:ATW / AWC / Manual / Indoor / Outdoor,IR Distance:20m/65.62ft,Audio:Yes,Auto Gain Control:Yes,Day/Night:Yes,Digital Noise Reduction:Yes,Automatic White Balance:Yes,Back Light Compensation:Yes,Flickerless:Yes,Motion Detection Tracking:Yes,On Screen Display Menu:Yes,Privacy Masking:Yes,Wide Dynamic Range:Yes,Mirror:Yes,ONVIF:Yes | 4 Megapixel |  | QND-7020R | Samsung QND-7020R 4 Megapixel Network IR Dome Camera, 3.6mm Lens
ICRealtime | ICIP-D4002-IR | 898 | The ICIP-D4002-IR from ICRealtime is a 4 Megapixel Indoor / Outdoor, Vandalproof Mini IR Network Dome Camera.,Features,1/3" 4 Megapixel progressive scan CMOS,H.264 & MJPEG triple-stream encoding,Max 20fps@4M (2560 Ã— 1440), 25/30fps@3M (2304 x 1296),Smart Detection supported,WDR, Day/Night (ICR), 3DNR, AWB, AGC, BLC,Multiple network monitoring: Web browsers, SmartICRSS & IC View,2.8mm fixed lens,Max. IR LEDs Length 60Ft (20m),IP67, IK10, PoE | SKU:ICIP-D4002-IR,Manufacturer:ICRealtime,Features:Auto Gain Control, Automatic White Balance, Back Light Compensation, Day/Night, Digital Noise Reduction, ONVIF, Privacy Masking, Vandal Resistant, Weather Resistant,Camera Signal :Network IP,Connection Type:Wired, Wireless,Infrared Distance:0~60 Feet,Resolution:4 Megapixel,Lens Type:Fixed,Lens Size:2.8mm,Mount Type:Ceiling, Wall,Compression Method:H.264, M-JPEG,Durability:Indoor, Vandal Resistant, Weather Resistant,Voltage:12vDC, PoE,Automatic Gain Control (AGC):Auto/Manual,Dimensions (W x H):Î¦6.3" x 2.0 (106mmÃ—50.3mm),Electronic Shutter:Auto/Manual, 1/3(4)~1/10000s,Image Device:1/3â€ 4Megapixel progressive scan CMOS,Image Pixels-Effective:2688(H)x1520(V),Minimum Scene Illumination:0.01lux/F2.0(color),0lux/F2.0 (IR on),Operating Humidity:Less than 95% RH,Operating Temperature:-40Â°F~+140Â°F (-40Â°C~+60Â°C),Power Consumption:< 5W,Privacy Zone:Up to 4 areas,Protocols:IPv4/IPv6, HTTP, HTTPS, SSL, TCP/IP, UDP, UPnP, ICMP, IGMP, SNMP, RTSP, RTP, SMTP, NTP, DHCP, DNS, PPPOE, DDNS, FTP, IP Filter, QoS, Bonjour,S/N Ratio:More than 50dB,Scanning System:Progressive,Weatherproof:IP66,Digital Noise Reduction:3D,Angle of View:H:106Â°,Back Light Compensation:BLC / HLC / WDR(120dB),Automatic White Balance:Auto/Manual,IR Distance:60Ft (20m),Auto Gain Control:Yes,Day/Night:Yes,Digital Noise Reduction:Yes,Automatic White Balance:Yes,Back Light Compensation:Yes,Privacy Masking:Yes,ONVIF:Yes | 4 Megapixel |  | ICIP-D4002-IR | ICRealtime ICIP-D4002-IR 4 Megapixel Indoor / Outdoor, Vandalproof Mini IR Network Dome Camera
ICRealtime | ICIP-D4012VIR-I | 1020 | The ICIP-D4012VIR-I from ICRealtime is a 4 Megapixel Indoor/Outdoor, Vandal-Proof Network IR Dome Camera. H.264/JPEG 2.7-12mm Motorized Lens, IP66, IK10, PoE.,Features,1/3" 4 MP progressive scan CMOS,Max 20fps @ 4 MP, 30fps @ 3 MP,2.7mm ~ 12mm motorized lens,Smart Detection supported,Max. IR LEDs Length 150â€™/50m,Micro SD memory, IP67, IK10, PoE | SKU:ICIP-D4012VIR-I,Manufacturer:ICRealtime,Features:Weather Resistant, Wide Dynamic Range,Camera Signal :Network IP,Connection Type:Wired,Infrared Distance:101 Feet +,Resolution:4 Megapixel,Lens Type:Varifocal,Lens Size:2.7-12mm,Mount Type:Wall,Compression Method:M-JPEG,Durability:Weather Resistant,Voltage:PoE,Automatic Gain Control (AGC):Auto / Manual,Dimensions (W x H):Î¦6.3â€Ã—4.6â€/Î¦159mmÃ—117.9mm,Electronic Shutter:Auto/Manual; 1/3(4)s ~ 1/100,000s,Image Device:1/3â€ 4MP progressive scan CMOS,Image Pixels-Effective:2688 (H)Ã—1520 (V),Minimum Scene Illumination:0.01Lux@F1.4 (Color); 0Lux@F1.4 (IR On),Operating Humidity:< 95% RH,Operating Temperature:-22Â°F ~ 140Â°F/-30Â°C ~ 60Â°C,Power Consumption:Max 10W (w/IR on, motorized lens working),Privacy Zone:Up to 4 areas,Protocols:IPv4/IPv6, HTTP, HTTPS, SSL, TCP/IP, UDP, UPnP, ICMP, IGMP, SNMP, RTSP, RTP, SMTP, NTP, DHCP, DNS, PPPoE, DDNS, FTP, IP Filter, QoS, Bonjour, & 802.1x,S/N Ratio:> 50dB,Scanning System:Progressive,Video Output:1 Port,Weatherproof:IP67,Digital Noise Reduction:3D,Angle of View:100Â° (W) ~ 33Â° (T),Back Light Compensation:BLC / HLC / WDR (120dB),Automatic White Balance:Auto / Sunny / Night / Outdoor / Customized,IR Distance:50m/150ft,Audio:Yes,Auto Gain Control:Yes,Day/Night:Yes,Digital Noise Reduction:Yes,Automatic White Balance:Yes,Back Light Compensation:Yes,Privacy Masking:Yes,Wide Dynamic Range:Yes,ONVIF:Yes | 4 Megapixel |  | ICIP-D4012VIR-I | ICRealtime ICIP-D4012VIR-I 4 Megapixel Indoor/Outdoor, Vandal-Proof Network IR Dome Camera
ICRealtime | ICIP-D4001IR-I | 398 | The ICIP-D4001IR-I from ICRealtime is 4 Megapixel Indoor/Outdoor, Vandalproof IR Network Dome Camera.,Features,3.6mm fixed lens,Max 20fps@4M , 25/30fps@3M,Max IR 90Ft (30m),IP 67, IK10, PoE | SKU:ICIP-D4001IR-I,Manufacturer:ICRealtime,Features:Privacy Masking, Weather Resistant,Camera Signal :Network IP,Connection Type:Wired,Infrared Distance:61~100 Feet,Resolution:4 Megapixel,Lens Type:Fixed,Lens Size:3.6mm,Mount Type:Wall,Compression Method:M-JPEG,Durability:Weather Resistant,Voltage:PoE,Automatic Gain Control (AGC):Auto/Manual,Dimensions (W x H):110mm x 81mm,Electronic Shutter:Auto/Manual, 1/3(4)~1/100000s,Image Device:1/3" 4 Megapixel progressive scan CMOS,Image Pixels-Effective:2688(H) x 1520(V),Minimum Scene Illumination:0.01Lux/F2.0 Color), 0Lux/F2.0(IR on),Power Consumption:Max 4W,Protocols:IPv4/IPv6, HTTP, HTTPS, SSL, TCP/IP, UDP, UPnP, ICMP, IGMP, SNMP, RTSP, RTP, SMTP, NTP, DHCP, DNS, PPPOE, DDNS, FTP, IP Filter, QoS, Bonjour, 802.1x,S/N Ratio:More than 50dB,Scanning System:Progressive,Weatherproof:IP67,Digital Noise Reduction:3D,Angle of View:H: 84Â°,Back Light Compensation:BLC / HLC / WDR(120dB),Automatic White Balance:Auto/Manual,IR Distance:30m/90ft.,Auto Gain Control:Yes,Day/Night:Yes,Digital Noise Reduction:Yes,Automatic White Balance:Yes,Back Light Compensation:Yes,Privacy Masking:Yes,ONVIF:Yes | 4 Megapixel |  | ICIP-D4001IR-I | ICRealtime ICIP-D4001IR-I 4 Megapixel Indoor/Outdoor, Vandalproof IR Network Dome Camera
Cantek | CT-NC304-TD 4mm | 115.5 | The CT-NC304-TD 4mm from Cantek is a 4MP True WDR Fixed IR Dome Network Camera.,Features,Up to 4-megapixel high resolution,Full HD1080p video,Dual video streams,4mm fixed lens,120dB Wide Dynamic Range,3D Digital Noise Reduction,3-axis adjustment,DC12V & PoE,Support H.264+,Up to 30m IR range,IP66 weatherproof protection | SKU:CT-NC304-TD 4mm,Manufacturer:Cantek,Features:Weather Resistant, Wide Dynamic Range,Camera Signal :Network IP,Connection Type:Wired,Infrared Distance:61~100 Feet,Resolution:4 Megapixel,Lens Type:Fixed,Lens Size:4mm,Mount Type:Wall,Compression Method:M-JPEG,Durability:Weather Resistant,Voltage:PoE,Dimensions (W x H):Ã˜111 Ã— 82 (4.4" Ã— 3.2"),Electronic Shutter:1/3 s ~ 1/10,000 s,Image Device:1/3" Progressive Scan CMOS,Minimum Scene Illumination:0.01 lux @F1.2, AGC ON, 0 lux with IR,Operating Humidity:95% or less (non-condensing),Operating Temperature:-30 Â°C â€“ 60 Â°C (-22 Â°F â€“ 140 Â°F),Power Consumption:Max. 5W,Protocols:TCP/IP,ICMP,HTTP,HTTPS,FTP,DHCP,DNS,DDNS,RTP,RTSP,RTCP, PPPoE,NTP,UPnP,SMTP,SNMP,IGMP,802.1X,QoS,IPv6,Bonjour,Weatherproof:IP66,Digital Noise Reduction:3D DNR,Rotation Angle:Rotation: 0Â° - 355Â°,Back Light Compensation:Yes, zone configurable,IR Distance:30m/98.4ft,Auto Gain Control:Yes,Day/Night:Yes,Digital Noise Reduction:Yes,Back Light Compensation:Yes,Motion Detection Tracking:Yes,Privacy Masking:Yes,Wide Dynamic Range:Yes,Mirror:Yes,ONVIF:Yes,Digital Zoom:Yes | 4 Megapixel |  | CT-NC304-TD 4mm | Cantek CT-NC304-TD 4mm 4 Megapixel WDR Fixed IR Dome Network Camera, 4mm Lens
Cantek | CT-NC304-TD 2.8mm | 115.5 | The CT-NC304-TD 2.8mm from Cantek is a 4MP True WDR Fixed IR Dome Network Camera.,Features,Up to 4-megapixel high resolution,Full HD1080p video,Dual video streams,2.8mm fixed lens,120dB Wide Dynamic Range,3D Digital Noise Reduction,3-axis adjustment,DC12V & PoE,Support H.264+,Up to 30m IR range,IP66 weatherproof protection | SKU:CT-NC304-TD 2.8mm,Manufacturer:Cantek,Features:Weather Resistant, Wide Dynamic Range,Camera Signal :Network IP,Connection Type:Wired,Infrared Distance:61~100 Feet,Resolution:4 Megapixel,Lens Type:Fixed,Lens Size:2.8mm,Mount Type:Wall,Compression Method:M-JPEG,Durability:Weather Resistant,Voltage:PoE,Dimensions (W x H):Ã˜111 Ã— 82 (4.4" Ã— 3.2"),Electronic Shutter:1/3 s ~ 1/10,000 s,Image Device:1/3" Progressive Scan CMOS,Minimum Scene Illumination:0.01 lux @F1.2, AGC ON, 0 lux with IR,Operating Humidity:95% or less (non-condensing),Operating Temperature:-30 Â°C â€“ 60 Â°C (-22 Â°F â€“ 140 Â°F),Power Consumption:Max. 5W,Protocols:TCP/IP,ICMP,HTTP,HTTPS,FTP,DHCP,DNS,DDNS,RTP,RTSP,RTCP, PPPoE,NTP,UPnP,SMTP,SNMP,IGMP,802.1X,QoS,IPv6,Bonjour,Weatherproof:IP66,Digital Noise Reduction:3D DNR,Rotation Angle:Rotation: 0Â° - 355Â°,Back Light Compensation:Yes, zone configurable,IR Distance:30m/98.4ft,Auto Gain Control:Yes,Day/Night:Yes,Digital Noise Reduction:Yes,Back Light Compensation:Yes,Motion Detection Tracking:Yes,Privacy Masking:Yes,Wide Dynamic Range:Yes,Mirror:Yes,ONVIF:Yes,Digital Zoom:Yes | 4 Megapixel |  | CT-NC304-TD 2.8mm | Cantek CT-NC304-TD 2.8mm 4 Megapixel WDR Fixed IR Dome Network Camera, 2.8mm Lens
InVid | ULT-P4LIR28B | 189 | The ULT-P4LIR28B from InVid is a 4 megapixel IP plug & play, outdoor mini low profile, 2.8mm, 33' IR range, WDR, built-in mic, SD card slot, PoE/DC12V, black.,Features,4 Megapixel (2688 x 1536) Resolution,Fixed Lens,H.264/H.264+, MJPEG Compression,True Day/Night,True WDR 120dB,33â€™ IR Range,Audio Input/Output,IP66 Weather Resistant,12VDC/PoE Operation,ONVIF,SD Slot for Local Storage: Up to 128GB,Free iOS & Android Apps for Smart Phones & Tablets,Free Central Management Software (CMS) to manage multiple units & sites from a single platform,Free Mac Client | SKU:ULT-P4LIR28B,Manufacturer:InVid,Features:Audio, Auto Gain Control, Back Light Compensation, Day/Night, Digital Noise Reduction, Flickerless, Mirror, Motion Detection Tracking, ONVIF, Vandal Resistant, Weather Resistant, Wide Dynamic Range,Camera Signal :Network IP,Connection Type:Wired,Infrared Distance:0~60 Feet,Resolution:4 Megapixel,Lens Type:Fixed,Lens Size:2.8mm,Mount Type:Ceiling, Wall,Compression Method:H.264, M-JPEG, H.264+,Durability:Vandal Resistant, Weather Resistant,Voltage:12vDC, PoE,Dimensions (W x H):3.93" Ã— 3.84" Ã— 2.1" (99.8 x 97.5 x 53.3mm),Electronic Shutter:1/30s ~ 1/100,000s,Image Device:1/3" progressive scan CMOS,Minimum Scene Illumination:0.01 lux @ (F1.2, AGC ON), 0 lux with IR,Operating Humidity:95% or less,Operating Temperature:-22 Â°F ~ 140 Â°F (-30 Â°C ~ 60 Â°C),Power Consumption:Max. 5W,Protocols:TCP/IP, HTTP, DHCP, DNS, DDNS, RTP, RTSP, PPPoE, SMTP, NTP, SNMP, HTTPS, FTP, 802.1x, Qos,Weatherproof:IP66,Digital Noise Reduction:3D DNR,Back Light Compensation:Yes, zone configurable,IR Distance:10.05m/33ft,Audio:Yes,Auto Gain Control:Yes,Day/Night:Yes,Digital Noise Reduction:Yes,Back Light Compensation:Yes,Flickerless:Yes,Motion Detection Tracking:Yes,Wide Dynamic Range:Yes,Mirror:Yes,ONVIF:Yes | 4 Megapixel |  | ULT-P4LIR28B | InVid ULT-P4LIR28B 4 Megapixel Network IR Outdoor Dome Camera, 2.8mm Lens, Black
Cantek | CT-IPC-EB443E-IRM-2.8 | 148.5 | The CT-IPC-EB443E-IRM-2.8 from Cantek is a 4 megapixel outdoor IR eyeball network dome camera, 2.8mm lens.,Features,1/3â€ 4Megapixel progressive scan CMOS,H.265&H.264 triple-stream encoding,25/30fps@4M(2688Ã—1520),Smart Detection supported,WDR(120dB), Day/Night(ICR), 3DNR, AWB, AGC, BLC,Multiple network monitoring: Web viewer, CMS(DSS/PSS) &DMSS,Built-in Mic,Max. IR LEDs Length 50m,Micro SD memory, IP67, PoE | SKU:CT-IPC-EB443E-IRM-2.8,Manufacturer:Cantek,Features:Auto Gain Control, Automatic White Balance, Back Light Compensation, Day/Night, Digital Noise Reduction, ONVIF, Privacy Masking, Weather Resistant, Wide Dynamic Range,Camera Signal :Network IP,Connection Type:Wired,Infrared Distance:101 Feet +,Resolution:4 Megapixel,Lens Type:Fixed,Lens Size:2.8mm,Mount Type:Ceiling, Wall,Compression Method:H.264, H.265,Durability:Weather Resistant,Voltage:12vDC, PoE,Automatic Gain Control (AGC):Auto/Manual,Dimensions (W x H):Î¦106mmÃ—93.7mm (4.17â€Ã—3.69â€),Image Device:1/3â€ 4Megapixel progressive scan CMOS,Image Pixels-Effective:2688(H)x1520(V),IR LEDs:1,Minimum Scene Illumination:0.08Lux/F2.0 (Color), 0Lux/F2.0 (IR on),Operating Humidity:Less than 95% RH,Operating Temperature:-30Â° C ~ +60Â° C (-22Â° F ~ +140Â° F),Power Consumption:<5W,Privacy Zone:Off / On (4 Area, Rectangle),Protocols:HTTP; HTTPs; TCP; ARP; RTSP; RTP; UDP; SMTP; FTP; DHCP; DNS; DDNS; PPPOE; IPv4/v6; QoS; UPnP;NTP; Bonjour; 802.1x; Multicast; ICMP; IGMP; SNMP,S/N Ratio:More than 50dB,Scanning System:Progressive,Weatherproof:IP67,Digital Noise Reduction:3D DNR,Mirror:Off / On,Angle of View:H:87Â° (104Â°, 55Â°), V:48Â° (57Â°, 31Â°),Rotation Angle:0Ëš~360Ëš,Back Light Compensation:BLC / HLC / WDR(120dB),Automatic White Balance:Auto/Natural/Street Lamp/Outdoor/Manual,IR Distance:50m/164.04ft,Auto Gain Control:Yes,Day/Night:Yes,Digital Noise Reduction:Yes,Automatic White Balance:Yes,Back Light Compensation:Yes,Privacy Masking:Yes,Wide Dynamic Range:Yes,ONVIF:Yes | 4 Megapixel |  | CT-IPC-EB443E-IRM-2.8 | Cantek CT-IPC-EB443E-IRM-2.8 4 Megapixel Outdoor IR Eyeball Network Dome Camera, 2.8mm Lens
Cantek | CT-NC304-XDB 2.8mm | 133.5 | The CT-NC304-XDB 2.8mm from Cantek is a 4 megapixel outdoor IR dome network camera, 2.8mm lens, dark gray.,Features,4-megapixel high resolution,Full HD1080p video,Dual video streams,2.8mm fixed lens,120dB Wide Dynamic Range,3D Digital Noise Reduction,Backlight Compensation,DC12V & PoE,Support H.264+,High-performance EXIR LED,Up to 30m IR range,IP66 weatherproof protection,3-axis adjustment,Dual video streams | SKU:CT-NC304-XDB 2.8mm,Manufacturer:Cantek,Features:Auto Gain Control, Back Light Compensation, Digital Noise Reduction, Weather Resistant, Wide Dynamic Range,Camera Signal :Network IP,Connection Type:Wired,Infrared Distance:61~100 Feet,Resolution:4 Megapixel,Lens Type:Fixed,Lens Size:2.8mm,Mount Type:Ceiling, Wall,Compression Method:H.264,Durability:Weather Resistant,Voltage:12vDC, PoE,Weatherproof:IP66,Digital Noise Reduction:3D DNR,IR Distance:30m/98ft,Auto Gain Control:Yes,Digital Noise Reduction:Yes,Back Light Compensation:Yes,Wide Dynamic Range:Yes | 4 Megapixel |  | CT-NC304-XDB 2.8mm | Cantek CT-NC304-XDB 2.8mm 4 Megapixel Outdoor IR Dome Network Camera, 2.8mm Lens, Dark Gray
Cantek | CT-IPC-EB443E-IRM-3.6 | 148.5 | The CT-IPC-EB443E-IRM-3.6 from Cantek is a 4 megapixel outdoor IR eyeball network dome camera, 3.6mm lens.,Features,1/3â€ 4Megapixel progressive scan CMOS,H.265&H.264 triple-stream encoding,25/30fps@4M(2688Ã—1520),Smart Detection supported,WDR(120dB), Day/Night(ICR), 3DNR, AWB, AGC, BLC,Multiple network monitoring: Web viewer, CMS(DSS/PSS) &DMSS,Built-in Mic,Max. IR LEDs Length 50m,Micro SD memory, IP67, PoE | SKU:CT-IPC-EB443E-IRM-3.6,Manufacturer:Cantek,Features:Auto Gain Control, Automatic White Balance, Back Light Compensation, Day/Night, Digital Noise Reduction, ONVIF, Privacy Masking, Weather Resistant, Wide Dynamic Range,Camera Signal :Network IP,Connection Type:Wired,Infrared Distance:101 Feet +,Resolution:4 Megapixel,Lens Type:Fixed,Lens Size:3.6mm,Mount Type:Ceiling, Wall,Compression Method:H.264, H.265,Durability:Weather Resistant,Voltage:12vDC, PoE,Automatic Gain Control (AGC):Auto/Manual,Dimensions (W x H):Î¦106mmÃ—93.7mm (4.17â€Ã—3.69â€),Image Device:1/3â€ 4Megapixel progressive scan CMOS,Image Pixels-Effective:2688(H)x1520(V),IR LEDs:1,Minimum Scene Illumination:0.08Lux/F2.0 (Color), 0Lux/F2.0 (IR on),Operating Humidity:Less than 95% RH,Operating Temperature:-30Â° C ~ +60Â° C (-22Â° F ~ +140Â° F),Power Consumption:<5W,Privacy Zone:Off / On (4 Area, Rectangle),Protocols:HTTP; HTTPs; TCP; ARP; RTSP; RTP; UDP; SMTP; FTP; DHCP; DNS; DDNS; PPPOE; IPv4/v6; QoS; UPnP;NTP; Bonjour; 802.1x; Multicast; ICMP; IGMP; SNMP,S/N Ratio:More than 50dB,Scanning System:Progressive,Weatherproof:IP67,Digital Noise Reduction:3D DNR,Mirror:Off / On,Angle of View:H:87Â° (104Â°, 55Â°), V:48Â° (57Â°, 31Â°),Rotation Angle:0Ëš~360Ëš,Back Light Compensation:BLC / HLC / WDR(120dB),Automatic White Balance:Auto/Natural/Street Lamp/Outdoor/Manual,IR Distance:50m/164.04ft,Auto Gain Control:Yes,Day/Night:Yes,Digital Noise Reduction:Yes,Automatic White Balance:Yes,Back Light Compensation:Yes,Privacy Masking:Yes,Wide Dynamic Range:Yes,ONVIF:Yes | 4 Megapixel |  | CT-IPC-EB443E-IRM-3.6 | Cantek CT-IPC-EB443E-IRM-3.6 4 Megapixel Outdoor IR Eyeball Network Dome Camera, 3.6mm Lens
Cantek | CT-NC304-XDB 4mm | 133.5 | The CT-NC304-XDB 4mm from Cantek is a 4 megapixel outdoor IR dome network camera, 4mm lens, dark gray.,Features,4-megapixel high resolution,Full HD1080p video,Dual video streams,4 mm fixed lens,120dB Wide Dynamic Range,3D Digital Noise Reduction,Backlight Compensation,DC12V & PoE,Support H.264+,High-performance EXIR LED,Up to 30m IR range,IP66 weatherproof protection,3-axis adjustment,Dual video streams | SKU:CT-NC304-XDB 4mm,Manufacturer:Cantek,Features:Auto Gain Control, Back Light Compensation, Digital Noise Reduction, Weather Resistant, Wide Dynamic Range,Camera Signal :Network IP,Connection Type:Wired,Infrared Distance:61~100 Feet,Resolution:4 Megapixel,Lens Type:Fixed,Lens Size:4mm,Mount Type:Ceiling, Wall,Compression Method:H.264,Durability:Weather Resistant,Voltage:12vDC, PoE,Weatherproof:IP66,Digital Noise Reduction:3D DNR,IR Distance:30m/98ft,Auto Gain Control:Yes,Digital Noise Reduction:Yes,Back Light Compensation:Yes,Wide Dynamic Range:Yes | 4 Megapixel |  | CT-NC304-XDB 4mm | Cantek CT-NC304-XDB 4mm 4 Megapixel Outdoor IR Dome Network Camera, 4mm Lens, Dark Gray
Cantek | CT-IPC-MD142EE-IR-3.6 | 108 | The CT-IPC-MD142EE-IR-3.6 from Cantek is a 4 megapixel outdoor network mini IR dome camera, 3.6mm lens.,Features,1/3â€ 4Megapixel progressive scan CMOS,H.264+ & H.264 dual-stream encoding,Max 20fps@4M(2688x1520)&25/30fps@ 3MP(2304Ã—1296),DWDR, Day/Night(ICR), 3DNR, AWB, AGC, BLC,Multiple network monitoring: Web viewer, CMS(DSS/PSS) & DMSS,Max. IR LEDs Length 30m,IP67, IK10, PoE | SKU:CT-IPC-MD142EE-IR-3.6,Manufacturer:Cantek,Features:Auto Gain Control, Automatic White Balance, Back Light Compensation, Day/Night, Digital Noise Reduction, ONVIF, Privacy Masking, Vandal Resistant, Weather Resistant, Wide Dynamic Range,Camera Signal :Network IP,Connection Type:Wired,Infrared Distance:61~100 Feet,Resolution:4 Megapixel,Lens Type:Fixed,Lens Size:3.6mm,Mount Type:Ceiling, Wall,Compression Method:H.264,Durability:Vandal Resistant, Weather Resistant,Voltage:12vDC, PoE,Automatic Gain Control (AGC):Auto/Manual,Dimensions (W x H):Î¦109.9mm Ã— 81mm (4.33" x 3.19"),Image Device:1/3â€ 4Megapixel progressive scan CMOS ,Image Pixels-Effective:2688(H) x1520(V),IR LEDs:24,Minimum Scene Illumination:0.1Lux/F2.0(Color), 0Lux/F2.0(IR on) ,Operating Humidity:Less than 90% RH,Operating Temperature:-30Â°C ~ +60Â°C (-22Â°F ~ +140Â°F),Power Consumption:<4.0W/5.0W,Privacy Zone:Off / On (4 Area, Rectangle),Protocols:HTTP;HTTPs;TCP;ARP;RTSP;RTP; UDP;SMTP;FTP;DHCP;DNS;DDNS; PPPOE;IPv4/v6;QoS;UPnP;NTP; Bonjour;802.1x;Multicast;ICMP; IGMP,S/N Ratio:More than 50dB,Scanning System:Progressive,Weatherproof:IP67,Digital Noise Reduction:3D DNR,Mirror:Off / On,Angle of View:H:106Â°/83Â°, V:60Â°/47Â°,Rotation Angle:0Â° ~355Ëš,Back Light Compensation:BLC / HLC / DWDR,Automatic White Balance:Auto/Natural/Street Lamp/Outdoor/Manual,IR Distance:30m/98ft,Auto Gain Control:Yes,Day/Night:Yes,Digital Noise Reduction:Yes,Automatic White Balance:Yes,Back Light Compensation:Yes,Privacy Masking:Yes,Wide Dynamic Range:Yes,ONVIF:Yes | 4 Megapixel |  | CT-IPC-MD142EE-IR-3.6 | Cantek CT-IPC-MD142EE-IR-3.6 4 Megapixel Outdoor Network Mini IR Dome Camera, 3.6mm Lens
Cantek | CT-IPC-MD142EE-IR-2.8 | 108 | The CT-IPC-MD142EE-IR-2.8 from Cantek is a 4 megapixel outdoor network mini IR dome camera, 2.8mm lens.,Features,1/3â€ 4Megapixel progressive scan CMOS,H.264+ & H.264 dual-stream encoding,Max 20fps@4M(2688x1520)&25/30fps@ 3MP(2304Ã—1296),DWDR, Day/Night(ICR), 3DNR, AWB, AGC, BLC,Multiple network monitoring: Web viewer, CMS(DSS/PSS) & DMSS,Max. IR LEDs Length 30m,IP67, IK10, PoE | SKU:CT-IPC-MD142EE-IR-2.8,Manufacturer:Cantek,Features:Auto Gain Control, Automatic White Balance, Back Light Compensation, Day/Night, Digital Noise Reduction, ONVIF, Privacy Masking, Vandal Resistant, Weather Resistant, Wide Dynamic Range,Camera Signal :Network IP,Connection Type:Wired,Infrared Distance:61~100 Feet,Resolution:4 Megapixel,Lens Type:Fixed,Lens Size:2.8mm,Mount Type:Ceiling, Wall,Compression Method:H.264,Durability:Vandal Resistant, Weather Resistant,Voltage:12vDC, PoE,Automatic Gain Control (AGC):Auto/Manual,Dimensions (W x H):Î¦109.9mm Ã— 81mm (4.33" x 3.19"),Image Device:1/3â€ 4Megapixel progressive scan CMOS ,Image Pixels-Effective:2688(H) x1520(V),IR LEDs:24,Minimum Scene Illumination:0.1Lux/F2.0(Color), 0Lux/F2.0(IR on) ,Operating Humidity:Less than 90% RH,Operating Temperature:-30Â°C ~ +60Â°C (-22Â°F ~ +140Â°F),Power Consumption:<4.0W/5.0W,Privacy Zone:Off / On (4 Area, Rectangle),Protocols:HTTP;HTTPs;TCP;ARP;RTSP;RTP; UDP;SMTP;FTP;DHCP;DNS;DDNS; PPPOE;IPv4/v6;QoS;UPnP;NTP; Bonjour;802.1x;Multicast;ICMP; IGMP,S/N Ratio:More than 50dB,Scanning System:Progressive,Weatherproof:IP67,Digital Noise Reduction:3D DNR,Mirror:Off / On,Angle of View:H:106Â°/83Â°, V:60Â°/47Â°,Rotation Angle:0Â° ~355Ëš,Back Light Compensation:BLC / HLC / DWDR,Automatic White Balance:Auto/Natural/Street Lamp/Outdoor/Manual,IR Distance:30m/98ft,Auto Gain Control:Yes,Day/Night:Yes,Digital Noise Reduction:Yes,Automatic White Balance:Yes,Back Light Compensation:Yes,Privacy Masking:Yes,Wide Dynamic Range:Yes,ONVIF:Yes | 4 Megapixel |  | CT-IPC-MD142EE-IR-2.8 | Cantek CT-IPC-MD142EE-IR-2.8 4 Megapixel Outdoor Network Mini IR Dome Camera, 2.8mm Lens
Cantek | CT-NC304-TDB 4mm | 123 | The CT-NC304-TDB 4mm from Cantek is a 4 megapixel outdoor IR dome network camera, 4mm lens, dark gray.,Features,Up to 4-megapixel high resolution,Full HD1080p video,Dual video streams,4mm fixed lens,120dB Wide Dynamic Range,3D Digital Noise Reduction,3-axis adjustment,DC12V & PoE,Support H.264+,Up to 30m IR range ,IP66 weatherproof protection | SKU:CT-NC304-TDB 4mm,Manufacturer:Cantek,Features:Auto Gain Control, Digital Noise Reduction, Weather Resistant, Wide Dynamic Range,Camera Signal :Network IP,Connection Type:Wired,Infrared Distance:61~100 Feet,Resolution:4 Megapixel,Lens Type:Fixed,Lens Size:4mm,Mount Type:Ceiling, Wall,Compression Method:H.264,Durability:Weather Resistant,Voltage:12vDC, PoE,Weatherproof:IP66,Digital Noise Reduction:3D DNR,IR Distance:30m/98ft,Auto Gain Control:Yes,Digital Noise Reduction:Yes,Wide Dynamic Range:Yes | 4 Megapixel |  | CT-NC304-TDB 4mm | Cantek CT-NC304-TDB 4mm 4 Megapixel Outdoor IR Dome Network Camera, 4mm Lens, Dark Gray
Cantek | CT-IPC-MD443F-IRA-2.8 | 148.5 | The CT-IPC-MD443F-IRA-2.8 from Cantek is a 4 megapixel outdoor IR mini dome network camera, 2.8mm lens. Eco-savvy products by upgrading H.265 encoding technology, bringing high efficient video compression. It saves bandwidth and storage , energy-saving design to enhance the monitoring system . Meanwhile, the series offers features such as starlight , Smart IR technology , intelligent image analysis techniques. It provides excellent image quality and intelligent and efficient event reminders . This series provides IP67 weatherproof and IK10 vandal proof protection feature.,Features,1/3â€ 4 Megapixel progressive scan CMOS,H.265 & H.264 dual-stream encoding,25/30fps@4M(2688Ã—1520),Smart Detection supported,WDR(120dB), Day/Night(ICR), 3DNR,AWB,AGC,BLC,Multiple network monitoring: Web viewer, CMS(DSS/PSS) & DMSS,2.8mm fixed lens,Max. IR LEDs Length 20m,Micro SD memory, IP67, IK10, PoE | SKU:CT-IPC-MD443F-IRA-2.8,Manufacturer:Cantek,Features:Auto Gain Control, Automatic White Balance, Back Light Compensation, Day/Night, Digital Noise Reduction, Digital Zoom, Mirror, Motion Detection Tracking, ONVIF, Privacy Masking, Vandal Resistant, Weather Resistant, Wide Dynamic Range,Camera Signal :Network IP,Connection Type:Wired,Infrared Distance:61~100 Feet,Resolution:4 Megapixel,Lens Type:Fixed,Lens Size:2.8mm,Mount Type:Ceiling, Wall,Compression Method:H.264, H.265,Durability:Vandal Resistant, Weather Resistant,Voltage:12vDC, PoE,Automatic Gain Control (AGC):Auto/Manual,Dimensions (W x H):Î¦106mmÃ—50.3mm (4.17â€Ã—1.98â€),Image Device:1/3â€ 4Megapixel progressive scan CMOS,Image Pixels-Effective:2688(H)x1520(V),IR LEDs:10,Minimum Scene Illumination:0.08Lux/F2.0 (Color), 0Lux/F2.0 (IR on),Operating Humidity:Less than 95% RH,Operating Temperature:-30Â° C ~ +60Â° C (-22Â° F ~ +140Â° F),Power Consumption:<4.5W,Privacy Zone:Off / On (4 Area, Rectangle),Protocols:HTTP; HTTPs; TCP; ARP; RTSP; RTP; UDP; SMTP;FTP; DHCP; DNS; DDNS; PPPOE; IPv4/v6; QoS;UPnP;NTP; Bonjour; 802.1x; Multicast; ICMP;IGMP; SNMP,S/N Ratio:More than 50dB,Scanning System:Progressive,Weatherproof:IP67,Digital Noise Reduction:3DNR,Mirror:Off / On,Angle of View:H: 87Â° (104Â°, 55Â°), V: 48Â° (57Â°, 31Â°),Rotation Angle:0Ëš~360Ëš,Motion Detection Tracking:Off / On (4 Zone, Rectangle),Back Light Compensation:BLC / HLC / WDR(120dB),Automatic White Balance:Auto/Natural/Street Lamp/Outdoor/Manual,IR Distance:20m/65.61ft,Auto Gain Control:Yes,Day/Night:Yes,Digital Noise Reduction:Yes,Automatic White Balance:Yes,Back Light Compensation:Yes,Motion Detection Tracking:Yes,Privacy Masking:Yes,Wide Dynamic Range:Yes,Mirror:Yes,ONVIF:Yes,Digital Zoom:Yes | 4 Megapixel |  | CT-IPC-MD443F-IRA-2.8 | Cantek CT-IPC-MD443F-IRA-2.8 4 Megapixel Outdoor IR Mini Dome Network Camera, 2.8mm Lens
Cantek | CT-IPC-MD443E-IR-2.8 | 133.5 | The CT-IPC-MD443E-IR-2.8 from Cantek is a 4 megapixel HD vandal-proof network IR mini dome camera, 2.8mm lens.,Features,1/3â€ 4 Megapixel progressive scan CMOS,Support H.264&MJPEG dual codec,Max 20fps@4M(2688Ã— 1520), 25/30fps@3M(2304Ã— 1296),Smart Detection supported,WDR(120dB), Day/Night(ICR), 3DNR,AWB,AGC,BLC,Multiple network monitoring: Web viewer, CMS(DSS/PSS) & DMSS,2.8mm fixed lens,Max. IR LEDs Length 30m,IP67, IK10, PoE | SKU:CT-IPC-MD443E-IR-2.8,Manufacturer:Cantek,Features:Auto Gain Control, Automatic White Balance, Back Light Compensation, Day/Night, Digital Noise Reduction, ONVIF, Privacy Masking, Vandal Resistant, Weather Resistant, Wide Dynamic Range,Camera Signal :Network IP,Connection Type:Wired,Infrared Distance:61~100 Feet,Resolution:4 Megapixel,Lens Type:Fixed,Lens Size:2.8mm,Mount Type:Ceiling, Wall,Compression Method:H.264, M-JPEG,Durability:Vandal Resistant, Weather Resistant,Voltage:12vDC, PoE,Automatic Gain Control (AGC):Auto/Manual,Dimensions (W x H):Î¦110mmÃ— 81mm,Electronic Shutter:Auto/Manual, 1/3(4)~1/100000s,Image Device:1/3â€4Megapixel progressive scan CMOS,Image Pixels-Effective:2688(H)x1520(V),Minimum Scene Illumination:0.01Lux/F2.0 Color), 0Lux/F2.0(IR on),Operating Humidity:Less than 95% RH,Operating Temperature:-30Â°C~+60Â°C,Power Consumption:Max 4W,Privacy Zone:Up to 4 areas,Protocols:IPv4/IPv6, HTTP, HTTPS, SSL, TCP/IP, UDP, UPnP, ICMP, IGMP, SNMP, RTSP, RTP, SMTP, NTP, DHCP, DNS, PPPOE, DDNS, FTP, IP Filter, QoS, Bonjour, 802.1x,S/N Ratio:More than 50dB,Scanning System:Progressive,Weatherproof:IP67,Digital Noise Reduction:3DNR,Angle of View:H: 84Â°/106Â°/56Â°,Back Light Compensation:BLC / HLC / WDR(120dB),Automatic White Balance:Auto/Manual,IR Distance:30m/98.42ft,Auto Gain Control:Yes,Day/Night:Yes,Digital Noise Reduction:Yes,Automatic White Balance:Yes,Back Light Compensation:Yes,Privacy Masking:Yes,Wide Dynamic Range:Yes,ONVIF:Yes | 4 Megapixel |  | CT-IPC-MD443E-IR-2.8 | Cantek CT-IPC-MD443E-IR-2.8 4 Megapixel HD Outdoor Network IR Mini Dome Camera, 2.8mm Lens
Vitek | VTD-TND4RFS-2 | 146.67 | Transcendent high definition 4 megapixel IP network camera offer unprecedented performance and value. This simple easy to install, attractively styled, IP network camera transmit over remote viewing via CMS, Internet Explorer and iOS & Android Apps.,Features,1/3â€ 4.0 Megapixel Progressive Scan CMOS image sensor,Up to 30fps live view @ 4 MegaPixel (2592x1520),2.8mm Fixed Iris Lens,10 High Power Infrared LEDâ€™s with 65â€™ IR Range,120dB Super Wide Dynamic Range (WDR),True Mechanical Day/Night function by ICR,XD-DNR (2D-DNR & 3D-DNR) Noise Reduction,Fully Programmable Intelligent Analytics including Object Removal/Museum Search, Line Crossing and Area Intrusion Detection,H.265/H.264/MJPEG Triple Streaming,Secondary Video Output (CVBS),Remote Viewing via CMS, Internet Explorer and iOS & Android Apps,ONVIF Compliant,IP66 Weather Resistance & IK10 Impact Rating,Optional Junction Box Mount Available (VT-TJB03),12VDC & PoE (Power over Ethernet) Operation | SKU:VTD-TND4RFS-2,Manufacturer:Vitek,Features:Auto Gain Control, Day/Night, Digital Noise Reduction, Motion Detection Tracking, ONVIF, Privacy Masking, Vandal Resistant, Weather Resistant, Wide Dynamic Range,Camera Signal :Network IP,Connection Type:Wired,Infrared Distance:61~100 Feet,Resolution:4 Megapixel,Lens Type:Fixed,Lens Size:2.8mm,Mount Type:Ceiling, Wall,Compression Method:H.264, M-JPEG, H.265,Durability:Indoor, Vandal Resistant, Weather Resistant,Voltage:12vDC, PoE,Dimensions (W x H):4.57â€ x 3.58â€ (150 x 114mm) Dia x H,Image Device:1/3â€ 4.0 Megapixel Progressive Scan CMOS,IR LEDs:10,Minimum Scene Illumination:0 Lux (IR LED ON),Operating Humidity:10%~90% Humidity,Operating Temperature:-4~122,Power Consumption:12VDC: 210mA (IR Off) / 335mA (IR On), PoE: 4W (IRâ€™s off) / 6.7W (IRâ€™s on),Weatherproof:IP66,Digital Noise Reduction:3D-DNR,IR Distance:19.81m/65ft,Audio:Yes,Auto Gain Control:Yes,Day/Night:Yes,Digital Noise Reduction:Yes,Motion Detection Tracking:Yes,Privacy Masking:Yes,Wide Dynamic Range:Yes,ONVIF:Yes | 4 Megapixel |  | VTD-TND4RFS-2 | Vitek VTD-TND4RFS-2 4 Megapixel Indoor/Outdoor Network Dome Camera with 10 High Power IR LED with 2.8mm Lens
Vitek | VT-TND4CKTFS | 924 | The VT-TND4CKTFS from Vitek is a 4 megapixel network IR Indoor/Outdoor dome camera 4 pack includes: 4ea VTD-TND4RFS with 3.6mm cable and power supplies not included. Transcendent high definition 4 megapixel IP network cameras offer unprecedented performance and value. These simple, easy to install, attractively styled, IP Network Cameras transmit over remote viewing via CMS, Internet Explorer, and iOS & Android Apps.,Features,1/3â€ 4.0 Megapixel Progressive Scan CMOS image sensor,Up to 30fps live view @ 4 Megapixel (2592x1520),120dB Super Wide Dynamic Range (WDR),True Mechanical Day/Night function by ICR,XD-DNR (2D-DNR & 3D-DNR) Noise Reduction,Fully Programmable Intelligent Analytics including Object Removal/Museum Search, Line Crossing, and Area Intrusion Detection,H.265/H.264/MJPEG Triple Streaming,Secondary Video Output (CVBS),Remote Viewing via CMS, Internet Explorer, and iOS & Android Apps,ONVIF Compliant,IP66 Weather Resistance & IK10 Impact Rating,12VDC & PoE (Power over Ethernet) Operation | SKU:VT-TND4CKTFS,Manufacturer:Vitek,Features:Auto Gain Control, Day/Night, Digital Noise Reduction, ONVIF, Weather Resistant, Wide Dynamic Range,Camera Signal :Network IP,Connection Type:Wired,Infrared Distance:61~100 Feet,Resolution:4 Megapixel,Lens Type:Fixed,Lens Size:3.6mm,Mount Type:Ceiling, Wall,Compression Method:H.264, H.265,Durability:Indoor, Weather Resistant,Voltage:12vDC, PoE,Dimensions (W x H):4.57â€ x 3.58â€ (150 x 114mm) Dia x H,Image Device:1/3â€ 4.0 Megapixel Progressive Scan CMOS,IR LEDs:24,Minimum Scene Illumination:0 Lux (IR LED ON),Operating Humidity:10%~90% Humidity,Operating Temperature:-4~122,Power Consumption:12VDC: 210mA (IR Off) / 335mA (IR On), PoE: 4W (IRâ€™s off) / 6.7W (IRâ€™s on),Protocols:ONVIF,Weatherproof:IP66,Digital Noise Reduction:2D-DNR & 3D-DNR,IR Distance:19.81m/65ft,Audio:Yes,Auto Gain Control:Yes,Day/Night:Yes,Digital Noise Reduction:Yes,Wide Dynamic Range:Yes,ONVIF:Yes | 4 Megapixel |  | VT-TND4CKTFS | Vitek VT-TND4CKTFS 4 Megapixel Network IR Indoor/Outdoor Dome Camera 4 Pack Includes: 4ea VTD-TND4RFS with 3.6mm Lens
Vitek | VT-TND4CKTFS-2 | 924 | The VT-TND4CKTFS-2 from Vitek is a 4 megapixel network IR Indoor/Outdoor dome camera 4 pack includes: 4ea VTD-TND4RFS-2 with 2.8mm cable and power supplies not included. Transcendent high definition 4 megapixel IP network cameras offer unprecedented performance and value. These simple, easy to install, attractively styled, IP Network Cameras transmit over remote viewing via CMS, Internet Explorer, and iOS & Android Apps.,Features,1/3â€ 4.0 Megapixel Progressive Scan CMOS image sensor,Up to 30fps live view @ 4 Megapixel (2592x1520),120dB Super Wide Dynamic Range (WDR),True Mechanical Day/Night function by ICR,XD-DNR (2D-DNR & 3D-DNR) Noise Reduction,Fully Programmable Intelligent Analytics including Object Removal/Museum Search, Line Crossing, and Area Intrusion Detection,H.265/H.264/MJPEG Triple Streaming,Secondary Video Output (CVBS),Remote Viewing via CMS, Internet Explorer, and iOS & Android Apps,ONVIF Compliant,IP66 Weather Resistance & IK10 Impact Rating,12VDC & PoE (Power over Ethernet) Operation | SKU:VT-TND4CKTFS-2,Manufacturer:Vitek,Features:Auto Gain Control, Day/Night, Digital Noise Reduction, ONVIF, Weather Resistant, Wide Dynamic Range,Camera Signal :Network IP,Connection Type:Wired,Infrared Distance:61~100 Feet,Resolution:4 Megapixel,Lens Type:Fixed,Lens Size:2.8mm,Mount Type:Ceiling, Wall,Compression Method:H.264, H.265,Durability:Indoor, Weather Resistant,Voltage:12vDC, PoE,Dimensions (W x H):4.57â€ x 3.58â€ (150 x 114mm) Dia x H,Image Device:1/3â€ 4.0 Megapixel Progressive Scan CMOS,IR LEDs:24,Minimum Scene Illumination:0 Lux (IR LED ON),Operating Humidity:10%~90% Humidity,Operating Temperature:-4~122,Power Consumption:12VDC: 210mA (IR Off) / 335mA (IR On), PoE: 4W (IRâ€™s off) / 6.7W (IRâ€™s on),Protocols:ONVIF,Weatherproof:IP66,Digital Noise Reduction:2D-DNR & 3D-DNR,IR Distance:19.81m/65ft,Audio:Yes,Auto Gain Control:Yes,Day/Night:Yes,Digital Noise Reduction:Yes,Wide Dynamic Range:Yes,ONVIF:Yes | 4 Megapixel |  | VT-TND4CKTFS-2 | Vitek VT-TND4CKTFS-2 4 Megapixel Network IR Indoor/Outdoor Dome Camera 4 Pack Includes: 4ea VTD-TND4RFS-2 with 2.8mm Lens
Vitek | VTC-TNT4RFSB | 231 | The VTC-TNT4RFSB from Vitek is a 4 megapixel network IR indoor/Indoor/Outdoor dome camera, 3.6mm lens. Transcendent high definition 4 megapixel IP network camera offer unprecedented performance and value. This simple, easy to install, attractively styled, IP network camera transmit over remote viewing via CMS, Internet Explorer, and iOS & Android Apps.,Features,1/3â€ 4.0 Megapixel Progressive Scan CMOS image sensor,Up to 30fps live view @ 4 Megapixel (2592x1520),2 High Power Infrared LEDâ€™s with 65â€™ IR Range,120dB Super Wide Dynamic Range (WDR),True Mechanical Day/Night function by ICR,XD-DNR (2D-DNR & 3D-DNR) Noise Reduction,Fully Programmable Intelligent Analytics including Object Removal/Museum Search, Line Crossing, and Area Intrusion Detection,H.265/H.264/MJPEG Triple Streaming,Secondary Video Output (CVBS),Remote Viewing via CMS, Internet Explorer, and iOS & Android Apps,ONVIF Compliant,IP66 Weather Resistance,12VDC & PoE (Power over Ethernet) Operation | SKU:VTC-TNT4RFSB,Manufacturer:Vitek,Features:Auto Gain Control, Day/Night, Digital Noise Reduction, ONVIF, Weather Resistant, Wide Dynamic Range,Camera Signal :Network IP,Connection Type:Wired,Infrared Distance:61~100 Feet,Resolution:4 Megapixel,Lens Type:Fixed,Lens Size:3.6mm,Mount Type:Ceiling, Wall,Compression Method:H.264, H.265,Durability:Indoor, Weather Resistant,Voltage:12vDC, PoE,Dimensions (W x H):3.43â€ x 4.25â€ (87 Ã— 108mm) Dia x H,Image Device:1/3â€ 4.0 Megapixel Progressive Scan CMOS,IR LEDs:2,Minimum Scene Illumination:0 Lux (IR LED ON),Operating Humidity:10%~90% Humidity,Operating Temperature:-4~122,Power Consumption:12vDC: 210mA (IR Off) / 460mA (IR On), PoE: 4W (IRâ€™s off) / 6.7W (IRâ€™s on),Weatherproof:IP66,Digital Noise Reduction:3D-DNR,IR Distance:19.81m/65ft,Auto Gain Control:Yes,Day/Night:Yes,Digital Noise Reduction:Yes,Wide Dynamic Range:Yes,ONVIF:Yes | 4 Megapixel |  | VTC-TNT4RFSB | Vitek VTC-TNT4RFSB 4 Megapixel Network IR Indoor/Outdoor Dome Camera, 3.6mm Lens
Vitek | VT-TNT4CKTFS | 924 | The VT-TNT4CKTFS from Vitek is a 4 megapixel network outdoor IR dome camera 4 pack includes: 4ea VTC-TNT4RFS with 3.6mm Lens cable and power supplies not included. Transcendent high definition 4 megapixel IP network cameras offer unprecedented performance and value. These simple, easy to install, attractively styled, IP Network Cameras transmit over remote viewing via CMS, Internet Explorer, and iOS & Android Apps.,Features,1/3â€ 4.0 Megapixel Progressive Scan CMOS image sensor,Up to 30fps live view @ 4 Megapixel (2592x1520),2 High Power Infrared LEDâ€™s with 65â€™ IR Range,120dB Super Wide Dynamic Range (WDR),True Mechanical Day/Night function by ICR,XD-DNR (2D-DNR & 3D-DNR) Noise Reduction,Fully Programmable Intelligent Analytics including Object Removal/Museum Search, Line Crossing, and Area Intrusion Detection,H.265/H.264/MJPEG Triple Streaming,Secondary Video Output (CVBS),Remote Viewing via CMS, Internet Explorer, and iOS & Android Apps,ONVIF Compliant,IP66 Weather Resistance,12VDC & PoE (Power over Ethernet) Operation | SKU:VT-TNT4CKTFS,Manufacturer:Vitek,Features:Auto Gain Control, Day/Night, Digital Noise Reduction, ONVIF, Weather Resistant, Wide Dynamic Range,Camera Signal :Network IP,Connection Type:Wired,Infrared Distance:61~100 Feet,Resolution:4 Megapixel,Lens Type:Fixed,Lens Size:3.6mm,Mount Type:Ceiling, Wall,Compression Method:H.264, H.265,Durability:Indoor, Weather Resistant,Voltage:12vDC, PoE,Dimensions (W x H):3.43â€ x 4.25â€ (87 Ã— 108mm) Dia x H,Image Device:1/3â€ 4.0 Megapixel Progressive Scan CMOS,IR LEDs:2,Minimum Scene Illumination:0 Lux (IR LED ON),Operating Humidity:10%~90% Humidity,Operating Temperature:-4~122,Power Consumption:12VDC: 210mA (IR Off) / 420mA (IR On), PoE: 4W (IRâ€™s off) / 6.7W (IRâ€™s on),Protocols:ONVIF,Weatherproof:IP66,Digital Noise Reduction:2D-DNR & 3D-DNR,IR Distance:19.81m/65ft,Audio:Yes,Auto Gain Control:Yes,Day/Night:Yes,Digital Noise Reduction:Yes,Wide Dynamic Range:Yes,ONVIF:Yes | 4 Megapixel |  | VT-TNT4CKTFS | Vitek VT-TNT4CKTFS 4 Megapixel Network Outdoor IR Dome Camera 4 Pack Includes: 4ea VTC-TNT4RFS with 3.6mm Lens
Vitek | VTD-TND4RMSB | 420 | Transcendent high definition 4 megapixel IP network camera offer unprecedented performance and value. This simple, easy to install, attractively styled, IP network camera transmit over remote viewing via CMS, Internet Explorer, and iOS & Android Apps.,Features,1/3â€ 4.0 Megapixel Progressive Scan CMOS image sensor,Up to 30fps live view @ 4 Megapixel (2592x1520),Motorized 3.3-12mm Varifocal Lens,30 Infrared LEDâ€™s with 100â€™ IR Range,120dB Super Wide Dynamic Range (WDR),True Mechanical Day/Night function by ICR,XD-DNR (2D-DNR & 3D-DNR) Noise Reduction,Fully Programmable Intelligent Analytics including Object Removal/Museum Search, Line Crossing, and Area Intrusion Detection,H.265/H.264/MJPEG Triple Streaming,Secondary Video Output (CVBS),Remote Viewing via CMS, Internet Explorer, and iOS & Android Apps,IP66 Weather Resistance & IK10 Impact Rating,MicroSD memory card slot for Local recording supporting up to 128GB MicroSDXC cards,ONVIF Compliant,12VDC & PoE (Power over Ethernet) Operation | SKU:VTD-TND4RMSB,Manufacturer:Vitek,Features:Auto Gain Control, Day/Night, Digital Noise Reduction, ONVIF, Vandal Resistant, Weather Resistant, Wide Dynamic Range,Camera Signal :Network IP,Connection Type:Wired,Infrared Distance:61~100 Feet,Resolution:4 Megapixel,Lens Type:Varifocal,Lens Size:3.3-12mm,Mount Type:Ceiling, Wall,Compression Method:H.264, H.265,Durability:Indoor, Vandal Resistant, Weather Resistant,Voltage:12vDC, PoE,Dimensions (W x H):5.91â€ x 4.49â€ (150 x 114mm) Dia x H,Image Device:1/3â€ 4.0 Megapixel Progressive Scan CMOS,IR LEDs:30,Minimum Scene Illumination:0 Lux (IR LED ON),Operating Humidity:10%~90% Humidity,Operating Temperature:-4~122,Power Consumption:12VDC: 210mA (IR Off) / 420mA (IR On), PoE: 4W (IRâ€™s off) / 6.7W (IRâ€™s on),Protocols:ONVIF,Weatherproof:IP66,Digital Noise Reduction:2D-DNR & 3D-DNR,IR Distance:30.48m/100ft,Audio:Yes,Auto Gain Control:Yes,Day/Night:Yes,Digital Noise Reduction:Yes,Wide Dynamic Range:Yes,ONVIF:Yes | 4 Megapixel |  | VTD-TND4RMSB | Vitek VTD-TND4RMSB 4 Megapixel Network IR Indoor/Outdoor Dome Camera, 3.3-12mm Lens, Black
Vitek | VTD-TND4RMS | 420 | Transcendent high definition 4 megapixel IP network camera offer unprecedented performance and value. This simple, easy to install, attractively styled, IP network camera transmit over remote viewing via CMS, Internet Explorer, and iOS & Android Apps.,Features,1/3â€ 4.0 Megapixel Progressive Scan CMOS image sensor,Up to 30fps live view @ 4 Megapixel (2592x1520),Motorized 3.3-12mm Varifocal Lens,30 Infrared LEDâ€™s with 100â€™ IR Range,120dB Super Wide Dynamic Range (WDR),True Mechanical Day/Night function by ICR,XD-DNR (2D-DNR & 3D-DNR) Noise Reduction,Fully Programmable Intelligent Analytics including Object Removal/Museum Search, Line Crossing, and Area Intrusion Detection,H.265/H.264/MJPEG Triple Streaming,Secondary Video Output (CVBS),Remote Viewing via CMS, Internet Explorer, and iOS & Android Apps,IP66 Weather Resistance & IK10 Impact Rating,MicroSD memory card slot for Local recording supporting up to 128GB MicroSDXC cards,ONVIF Compliant,12VDC & PoE (Power over Ethernet) Operation | SKU:VTD-TND4RMS,Manufacturer:Vitek,Features:Auto Gain Control, Day/Night, Digital Noise Reduction, ONVIF, Vandal Resistant, Weather Resistant, Wide Dynamic Range,Camera Signal :Network IP,Connection Type:Wired,Infrared Distance:61~100 Feet,Resolution:4 Megapixel,Lens Type:Varifocal,Lens Size:3.3-12mm,Mount Type:Ceiling, Wall,Compression Method:H.264, H.265,Durability:Indoor, Vandal Resistant, Weather Resistant,Voltage:12vDC, PoE,Dimensions (W x H):5.91â€ x 4.49â€ (150 x 114mm) Dia x H,Image Device:1/3â€ 4.0 Megapixel Progressive Scan CMOS,IR LEDs:30,Minimum Scene Illumination:0 Lux (IR LED ON),Operating Humidity:10%~90% Humidity,Operating Temperature:-4~122,Power Consumption:12VDC: 210mA (IR Off) / 420mA (IR On), PoE: 4W (IRâ€™s off) / 6.7W (IRâ€™s on),Protocols:ONVIF,Weatherproof:IP66,Digital Noise Reduction:2D-DNR & 3D-DNR,IR Distance:30.48m/100ft,Audio:Yes,Auto Gain Control:Yes,Day/Night:Yes,Digital Noise Reduction:Yes,Wide Dynamic Range:Yes,ONVIF:Yes | 4 Megapixel |  | VTD-TND4RMS | Vitek VTD-TND4RMS 4 Megapixel Network IR Indoor/Outdoor Dome Camera, 3.3-12mm Lens, White
Vitek | VT-TNT4CKTFS-2 | 924 | The VT-TNT4CKTFS-2 from Vitek is a 4 megapixel network indoor/outdoor IR dome camera 4 pack includes: 4ea VTC-TNT4RFS-2 with 2.8mm lens cable and power supplies not. Included. Transcendent high definition 4 megapixel IP network cameras offer unprecedented performance and value. These simple, easy to install, attractively styled, IP Network Cameras transmit over remote viewing via CMS, Internet Explorer, and iOS & Android Apps.,Features,1/3â€ 4.0 Megapixel Progressive Scan CMOS image sensor,Up to 30fps live view @ 4 Megapixel (2592x1520),2 High Power Infrared LEDâ€™s with 65â€™ IR Range,120dB Super Wide Dynamic Range (WDR),True Mechanical Day/Night function by ICR,XD-DNR (2D-DNR & 3D-DNR) Noise Reduction,Fully Programmable Intelligent Analytics including Object Removal/Museum Search, Line Crossing, and Area Intrusion Detection,H.265/H.264/MJPEG Triple Streaming,Secondary Video Output (CVBS),Remote Viewing via CMS, Internet Explorer, and iOS & Android Apps,ONVIF Compliant,IP66 Weather Resistance,12VDC & PoE (Power over Ethernet) Operation | SKU:VT-TNT4CKTFS-2,Manufacturer:Vitek,Features:Auto Gain Control, Day/Night, Digital Noise Reduction, ONVIF, Weather Resistant, Wide Dynamic Range,Camera Signal :Network IP,Connection Type:Wired,Infrared Distance:61~100 Feet,Resolution:4 Megapixel,Lens Type:Fixed,Lens Size:2.8mm,Mount Type:Ceiling, Wall,Compression Method:H.264, H.265,Durability:Indoor, Weather Resistant,Voltage:12vDC, PoE,Dimensions (W x H):3.43â€ x 4.25â€ (87 Ã— 108mm) Dia x H,Image Device:1/3â€ 4.0 Megapixel Progressive Scan CMOS,IR LEDs:2,Minimum Scene Illumination:0 Lux (IR LED ON),Operating Humidity:10%~90% Humidity,Operating Temperature:-4~122,Power Consumption:12VDC: 210mA (IR Off) / 420mA (IR On), PoE: 4W (IRâ€™s off) / 6.7W (IRâ€™s on),Protocols:ONVIF,Weatherproof:IP66,Digital Noise Reduction:2D-DNR & 3D-DNR,IR Distance:19.81m/65ft,Audio:Yes,Auto Gain Control:Yes,Day/Night:Yes,Digital Noise Reduction:Yes,Wide Dynamic Range:Yes,ONVIF:Yes | 4 Megapixel |  | VT-TNT4CKTFS-2 | Vitek VT-TNT4CKTFS-2 4 Megapixel Network Indoor/Outdoor IR Dome Camera 4 Pack Includes: 4ea VTC-TNT4RFS-2 with 2.8mm Lens
EverFocus | EDN468MS | 608 | The EDN468MS from Everfocus is an outdoor stainless steel IR dome, H.265/H.264, 4M Resolution, 2592x1520, 4M CMOS Sensor, AISI316 (corrosion & chloride resistant), Motorized 2.8- 12mm Lens, True D/N, 12 LEDs, IR Distance up to 100 ft, 3-axis Rotation, IP68, PoE/12V, ONVIF profile S compliant, Micro SD slot. | SKU:EDN468MS,Manufacturer:EverFocus,Features:Auto Gain Control, Day/Night, ONVIF, Weather Resistant,Camera Signal :Network IP,Connection Type:Wired,Infrared Distance:61~100 Feet,Resolution:4 Megapixel,Lens Type:Varifocal,Lens Size:2.8-12mm,Mount Type:Ceiling, Wall,Compression Method:H.264, H.265,Durability:Weather Resistant,Voltage:12vDC, PoE,Image Pixels-Effective:12,Weatherproof:IP68,IR Distance:30m/100ft,Auto Gain Control:Yes,Day/Night:Yes,ONVIF:Yes | 4 Megapixel |  | EDN468MS | Everfocus EDN468MS 4 Megapixel Network IR Outdoor Dome Camera, 2.8-12mm Lens
EverFocus | EDN468M | 315 | The EDN468M from Everfocus is an outdoor 4MP, H.265/H.264, 2.8-12mm motorized lens, 3-Axis rotation design, 2-way Audio, 2592x1520 Res., 30 fps, WDR, True D/N, IR range up to 30m/100ft. with 12 LEDs (Depending on scene IR reflectivity) , 12VDC & PoE, 14Â°F~122Â°F Op. Temp, IP66. | SKU:EDN468M,Manufacturer:EverFocus,Features:Auto Gain Control, Day/Night, Weather Resistant, Wide Dynamic Range,Camera Signal :Network IP,Connection Type:Wired,Infrared Distance:61~100 Feet,Resolution:4 Megapixel,Lens Type:Varifocal,Lens Size:2.8-12mm,Mount Type:Ceiling, Wall,Compression Method:H.264, H.265,Durability:Weather Resistant,Voltage:12vDC, PoE,Image Pixels-Effective:12,Operating Temperature:14Â°F~122Â°F,Weatherproof:IP66,IR Distance:30m/100ft,Audio:Yes,Auto Gain Control:Yes,Day/Night:Yes,Wide Dynamic Range:Yes | 4 Megapixel |  | EDN468M | Everfocus EDN468M 4 Megapixel Network IR Outdoor Dome Camera, 2.8-12mm Lens
EverFocus | EBN468 | 243 | The EBN468 from Everfocus is an outdoor 4MP, sony progressive Scan CMOS sensor, 3.6mm M12 aka S-mount Lens, H.265/H.264, 2592x1520, 3-Axis rotation design, 2-way Audio, 30 fps, WDR, True D/N, 18 LEDs, IR range up to 30m/100ft, 12VDC & PoE, 14Â°F~122Â°F Op. Temp, IP66. | SKU:EBN468,Manufacturer:EverFocus,Features:Auto Gain Control, Day/Night, Weather Resistant, Wide Dynamic Range,Camera Signal :Network IP,Connection Type:Wired,Infrared Distance:61~100 Feet,Resolution:4 Megapixel,Lens Type:Fixed,Lens Size:3.6mm,Mount Type:Ceiling, Wall,Compression Method:H.264, H.265,Durability:Weather Resistant,Voltage:12vDC, PoE,Image Device:Sony Progressive Scan CMOS,Image Pixels-Effective:18,Operating Temperature:14Â°F~122Â°F,Weatherproof:IP66,IR Distance:30m/100ft,Audio:Yes,Auto Gain Control:Yes,Day/Night:Yes,Wide Dynamic Range:Yes | 4 Megapixel |  | EBN468 | Everfocus EBN468 4 Megapixel Network Outdoor IR Dome Camera, 3.6mm Lens
Digital Watchdog | DWC-MF4Wi4C6 | 354.2 | The Digital WatchdogÂ® MEGApixÂ® CaaSâ„¢ series combines the power and quality of DWâ„¢ MEGApixÂ® Camera Series with the ease and simplicity of DW SpectrumÂ®. This solution includes a MEGApixÂ® IP camera, the DW SpectrumÂ® IPVMS software and license, and an onboard SD card. No server hardware is required, making MEGApixÂ® CaaSâ„¢ an easy and cost effective way to deploy high-definition IP video systems. Video is stored on the included internal micro SD card for lower network traffic and higher reliability. Combine the CaaSâ„¢ solution with the DWÂ® BlackjackÂ® NAS device for longer term storage needs.,Features,4MP 1/3â€ image sensor at real-time 30fps,4.0mm fixed lens,DW Spectrum IPVMS camera as a server,Easily deploy with pre-loaded video management system (VMS) software on camera for out-of-the-box operation,Automatic installation and licensing with first power on - Simply mount camera, connect and see your video,Saves time and money with no server hardware required,Connect up to 12 CaaSâ„¢ cameras simultaneously in a single system,Wide dynamic range (WDR),Dual recording option with NAS accessory,Dual codecs (H.264, MJPEG) with simultaneous dual-stream,50â€™ smart IRâ„¢ with intelligent camera sync,Ultra low-profile outdoor vandal dome,Smart DNRâ„¢ 3D digital noise reduction,True day/night with mechanical IR cut filter,Programmable privacy zones,Auto gain control (AGC),Auto white balance (AWB),Motion detection,Built-in 64GB memory for local recording,Web server built-in,PoE class 3 and DC12V,Waterproof cabling,ONVIF conformant, profile S,IP66 rated weather and tamper resistant,IK10-rated impact-resistant | SKU:DWC-MF4Wi4C6,Manufacturer:Digital Watchdog,Features:Auto Gain Control, Automatic White Balance, Day/Night, Digital Noise Reduction, Motion Detection Tracking, ONVIF, Privacy Masking, Vandal Resistant, Weather Resistant, Wide Dynamic Range,Camera Signal :Network IP,Connection Type:Wired,Infrared Distance:0~60 Feet,Resolution:4 Megapixel,Lens Type:Fixed,Lens Size:4mm,Mount Type:Ceiling, Wall,Compression Method:H.264, M-JPEG,Durability:Vandal Resistant, Weather Resistant,Voltage:12vDC, PoE,Automatic Gain Control (AGC):Auto,Dimensions (W x H):4.9" x 2.9" (125 x 74.3 mm),Electronic Shutter:1/30~1/32000,Image Device:4MP 1/3â€ CMOS,Image Pixels Total:2688(H) x 1520(V),Minimum Scene Illumination:F2.0 (30IRE): 0.41 Lux (color), F2.0 (30IRE): 0.0 Lux (B&W),Operating Humidity:10-90% RH,Operating Temperature:-4Â°F ~ 122Â°F (-20Â°C ~ 50Â°C),OSD Menu:16 programmable privacy masks,Power Consumption:DC12V: Max 5.6W, PoE: Max 7.4W,Protocols:Zero config(Auto IP), ONVIF, TCP/IP, UDP, RTP(UDP/TCP), RTSP, NTP, HTTP,HTTPS, SSL, DNS, DDNS, DHCP, FTP, SMTP, ICMP, SNMPv1/v2c/v3(MIB-2),Weatherproof:IP66,Digital Noise Reduction:3D,Angle of View:81Â°,IR Distance:15.24m/50ft,Auto Gain Control:Yes,Day/Night:Yes,Digital Noise Reduction:Yes,Automatic White Balance:Yes,Motion Detection Tracking:Yes,Privacy Masking:Yes,Wide Dynamic Range:Yes,ONVIF:Yes | 4 Megapixel |  | DWC-MF4Wi4C6 | Digital Watchdog DWC-MF4Wi4C6 4 Megapixel Network IR Outdoor Vandal Dome Camera, 4mm Lens
Digital Watchdog | DWC-MF4Wi4C1 | 411.95 | The Digital WatchdogÂ® MEGApixÂ® CaaSâ„¢ series combines the power and quality of DWâ„¢ MEGApixÂ® Camera Series with the ease and simplicity of DW SpectrumÂ®. This solution includes a MEGApixÂ® IP camera, the DW SpectrumÂ® IPVMS software and license, and an onboard SD card. No server hardware is required, making MEGApixÂ® CaaSâ„¢ an easy and cost effective way to deploy high-definition IP video systems. Video is stored on the included internal micro SD card for lower network traffic and higher reliability. Combine the CaaSâ„¢ solution with the DWÂ® BlackjackÂ® NAS device for longer term storage needs.,Features,4MP 1/3â€ image sensor at real-time 30fps,4.0mm fixed lens,DW Spectrum IPVMS camera as a server,Easily deploy with pre-loaded video management system (VMS) software on camera for out-of-the-box operation,Automatic installation and licensing with first power on - Simply mount camera, connect and see your video,Saves time and money with no server hardware required,Connect up to 12 CaaSâ„¢ cameras simultaneously in a single system,Wide dynamic range (WDR),Dual recording option with NAS accessory,Dual codecs (H.264, MJPEG) with simultaneous dual-stream,50â€™ smart IRâ„¢ with intelligent camera sync,Ultra low-profile outdoor vandal dome,Smart DNRâ„¢ 3D digital noise reduction,True day/night with mechanical IR cut filter,Programmable privacy zones,Auto gain control (AGC),Auto white balance (AWB),Motion detection,Built-in 128GB memory for local recording,Web server built-in,PoE class 3 and DC12V,Waterproof cabling,ONVIF conformant, profile S,IP66 rated weather and tamper resistant,IK10-rated impact-resistant | SKU:DWC-MF4Wi4C1,Manufacturer:Digital Watchdog,Features:Auto Gain Control, Automatic White Balance, Day/Night, Digital Noise Reduction, Motion Detection Tracking, ONVIF, Privacy Masking, Vandal Resistant, Weather Resistant, Wide Dynamic Range,Camera Signal :Network IP,Connection Type:Wired,Infrared Distance:0~60 Feet,Resolution:4 Megapixel,Lens Type:Fixed,Lens Size:4mm,Mount Type:Ceiling, Wall,Compression Method:H.264, M-JPEG,Durability:Vandal Resistant, Weather Resistant,Voltage:12vDC, PoE,Automatic Gain Control (AGC):Auto,Dimensions (W x H):4.9" x 2.9" (125 x 74.3 mm),Electronic Shutter:1/30~1/32000,Image Device:4MP 1/3â€ CMOS,Image Pixels Total:2688(H) x 1520(V),Minimum Scene Illumination:F2.0 (30IRE): 0.41 Lux (color), F2.0 (30IRE): 0.0 Lux (B&W),Operating Humidity:10-90% RH (nonâ€“condensing),Operating Temperature:-4Â°F ~ 122Â°F (-20Â°C ~ 50Â°C),OSD Menu:16 programmable privacy masks,Power Consumption:DC12V: Max 5.6W, PoE: Max 7.4W,Protocols:Zero config(Auto IP), ONVIF, TCP/IP, UDP, RTP(UDP/TCP), RTSP, NTP, HTTP,HTTPS, SSL, DNS, DDNS, DHCP, FTP, SMTP, ICMP, SNMPv1/v2c/v3(MIB-2),Weatherproof:IP66,Digital Noise Reduction:3D,Angle of View:81Â°,IR Distance:15.24m/50ft,Auto Gain Control:Yes,Day/Night:Yes,Digital Noise Reduction:Yes,Automatic White Balance:Yes,Motion Detection Tracking:Yes,Privacy Masking:Yes,Wide Dynamic Range:Yes,ONVIF:Yes | 4 Megapixel |  | DWC-MF4Wi4C1 | Digital Watchdog DWC-MF4Wi4C1 4 Megapixel Network IR Outdoor Vandal Dome Camera, 4mm Lens
Digital Watchdog | DWC-MF4Wi6C1 | 452.99 | The Digital WatchdogÂ® MEGApixÂ® CaaSâ„¢ series combines the power and quality of DWâ„¢ MEGApixÂ® Camera Series with the ease and simplicity of DW SpectrumÂ®. This solution includes a MEGApixÂ® IP camera, the DW SpectrumÂ® IPVMS software and license, and an onboard SD card. No server hardware is required, making MEGApixÂ® CaaSâ„¢ an easy and cost effective way to deploy high-definition IP video systems. Video is stored on the included internal micro SD card for lower network traffic and higher reliability. Combine the CaaSâ„¢ solution with the DWÂ® BlackjackÂ® NAS device for longer term storage needs.,Features,4MP 1/3â€ image sensor at real-time 30fps,6.0mm fixed lens,DW Spectrum IPVMS camera as a server,Easily deploy with pre-loaded video management system (VMS) software on camera for out-of-the-box operation,Automatic installation and licensing with first power on - Simply mount camera, connect and see your video,Saves time and money with no server hardware required,Connect up to 12 CaaSâ„¢ cameras simultaneously in a single system,Wide dynamic range (WDR),Dual recording option with NAS accessory,Dual codecs (H.264, MJPEG) with simultaneous dual-stream,50â€™ smart IRâ„¢ with intelligent camera sync,Ultra low-profile outdoor vandal dome,Smart DNRâ„¢ 3D digital noise reduction,True day/night with mechanical IR cut filter,Programmable privacy zones,Auto gain control (AGC),Auto white balance (AWB),Motion detection,Built-in 128GB memory for local recording,Web server built-in,PoE class 3 and DC12V,Waterproof cabling,ONVIF conformant, profile S,IP66 rated weather and tamper resistant,IK10-rated impact-resistant | SKU:DWC-MF4Wi6C1,Manufacturer:Digital Watchdog,Features:Auto Gain Control, Automatic White Balance, Day/Night, Digital Noise Reduction, Motion Detection Tracking, ONVIF, Privacy Masking, Vandal Resistant, Weather Resistant, Wide Dynamic Range,Camera Signal :Network IP,Connection Type:Wired,Infrared Distance:0~60 Feet,Resolution:4 Megapixel,Lens Type:Fixed,Lens Size:6mm,Mount Type:Ceiling, Wall,Compression Method:H.264, M-JPEG,Durability:Vandal Resistant, Weather Resistant,Voltage:12vDC, PoE,Automatic Gain Control (AGC):Auto,Dimensions (W x H):4.9" x 2.9" (125 x 74.3 mm),Electronic Shutter:1/30~1/32000,Image Device:4MP 1/3â€ CMOS,Image Pixels Total:2688(H) x 1520(V),Minimum Scene Illumination:F2.0 (30IRE): 0.41 Lux (color), F2.0 (30IRE): 0.0 Lux (B&W),Operating Humidity:10-90% RH (nonâ€“condensing),Operating Temperature:-4Â°F ~ 122Â°F (-20Â°C ~ 50Â°C),OSD Menu:16 programmable privacy masks,Power Consumption:DC12V: Max 5.6W, PoE: Max 7.4W,Protocols:Zero config(Auto IP), ONVIF, TCP/IP, UDP, RTP(UDP/TCP), RTSP, NTP, HTTP,HTTPS, SSL, DNS, DDNS, DHCP, FTP, SMTP, ICMP, SNMPv1/v2c/v3(MIB-2),Weatherproof:IP66,Digital Noise Reduction:3D,Angle of View:51Â°,IR Distance:15.24m/50ft,Auto Gain Control:Yes,Day/Night:Yes,Digital Noise Reduction:Yes,Automatic White Balance:Yes,Motion Detection Tracking:Yes,Privacy Masking:Yes,Wide Dynamic Range:Yes,ONVIF:Yes | 4 Megapixel |  | DWC-MF4Wi6C1 | Digital Watchdog DWC-MF4Wi6C1 4 Megapixel Network IR Outdoor Vandal Dome Camera, 6mm Lens
Geovision | GV-EBD4711 | 166.53 | The H.265 Target Eyeball Dome is an outdoor, network camera equipped with an automatic IR-cut filter and 2 IR LEDs for day and night surveillance. With its motorized lens, the user can zoom and focus the camera from the Web interface. The camera adheres to IP67 standards. The camera supports H.265 video codec to achieve better compression ratio while maintaining high quality pictures at reduced network bandwidths. With its WDR Pro, it can process scenes with contrasting intensity of lights and produce clear image.,Features,1/3" progressive scan low lux CMOS sensor,Min. illumination at 0.03 lux (B/W) and 0.05 lux (color),Triple streams from H.265, H.264 or MJPEG,Up to 20 fps at 2592 x 1520, 25 fps at 2560 x 1440, 30 fps at 2048 x 1520,Motorized varifocal lens for remote focus/zoom adjustment,Intelligent IR,IR distance up to 30 m (98.4 ft),Built-in microphone,Built-in micro SD card slot (SD/SDHC/SDXC/UHS-I) for local storage,Day and night function (with removable IR-cut filter),Ingress protection (IP67),DC 12V / PoE (IEEE 802.3af),Wide Dynamic Range Pro (WDR Pro),Defog,3D noise reduction,Motion detection,Tampering alarm,Text overlay,Privacy mask | SKU:84-EBD471W-0010,Manufacturer:Geovision,Features:Auto Gain Control, Automatic White Balance, Day/Night, Digital Noise Reduction, Motion Detection Tracking, On Screen Display Menu, ONVIF, Privacy Masking, Weather Resistant, Wide Dynamic Range,Camera Signal :Network IP,Connection Type:Wired,Infrared Distance:61~100 Feet,Resolution:4 Megapixel,Lens Type:Varifocal,Lens Size:2.7-12mm,Mount Type:Ceiling, Wall,Compression Method:H.264, M-JPEG, H.265,Durability:Weather Resistant,Voltage:12vDC, PoE,Automatic Gain Control (AGC):Auto / Manual,Dimensions (W x H):129 x 110 mm (Ã˜5.08â€ x 4.3â€),Electronic Shutter:Automatic / Manual (1/6 ~ 1/8000 sec),Image Device:1/3" progressive scan low lux CMOS,IR LEDs:2,Minimum Scene Illumination:Color: 0.05 Lux, B/W: 0.03 Lux, IR ON: 0 Lux,Operating Humidity:0% ~ 95% (no condensation),Operating Temperature:-40Â°C ~ 60Â°C (-40Â°F ~ 140Â°F),OSD Menu:English,Power Consumption:8.16W,Protocols:DHCP, FTP, HTTP, HTTPS, IPv4, IPv6, ICMP, L2TP, NTP, RTP, RTSP, SMTP, SIP, TCP, UDP, ONVIF (Profile S),S/N Ratio:55 dB,Weatherproof:IP67,Digital Noise Reduction:3D,Automatic White Balance:Auto / Manual,IR Distance:30m/98.4ft,Auto Gain Control:Yes,Day/Night:Yes,Digital Noise Reduction:Yes,Automatic White Balance:Yes,Motion Detection Tracking:Yes,On Screen Display Menu:Yes,Privacy Masking:Yes,Wide Dynamic Range:Yes,ONVIF:Yes | 4 Megapixel |  | 84-EBD471W-0010 | Geovision 84-EBD471W-0010 GV-EBD4711 4 Megapixel Network IR Outdoor Dome Camera, 2.7-12mm Lens
Digital Watchdog | DWC-MF4Wi6C6 | 405.22 | The Digital WatchdogÂ® MEGApixÂ® CaaSâ„¢ series combines the power and quality of DWâ„¢ MEGApixÂ® Camera Series with the ease and simplicity of DW SpectrumÂ®. This solution includes a MEGApixÂ® IP camera, the DW SpectrumÂ® IPVMS software and license, and an onboard SD card. No server hardware is required, making MEGApixÂ® CaaSâ„¢ an easy and cost effective way to deploy high-definition IP video systems. Video is stored on the included internal micro SD card for lower network traffic and higher reliability. Combine the CaaSâ„¢ solution with the DWÂ® BlackjackÂ® NAS device for longer term storage needs.,Features,4MP 1/3â€ image sensor at real-time 30fps,6.0mm fixed lens,DW Spectrum IPVMS camera as a server,Easily deploy with pre-loaded video management system (VMS) software on camera for out-of-the-box operation,Automatic installation and licensing with first power on - Simply mount camera, connect and see your video,Saves time and money with no server hardware required,Connect up to 12 CaaSâ„¢ cameras simultaneously in a single system,Wide dynamic range (WDR),Dual recording option with NAS accessory,Dual codecs (H.264, MJPEG) with simultaneous dual-stream,50â€™ smart IRâ„¢ with intelligent camera sync,Ultra low-profile outdoor vandal dome,Smart DNRâ„¢ 3D digital noise reduction,True day/night with mechanical IR cut filter,Programmable privacy zones,Auto gain control (AGC),Auto white balance (AWB),Motion detection,Built-in 64GB memory for local recording,Web server built-in,PoE class 3 and DC12V,Waterproof cabling,ONVIF conformant, profile S,IP66 rated weather and tamper resistant,IK10-rated impact-resistant | SKU:DWC-MF4Wi6C6,Manufacturer:Digital Watchdog,Features:Auto Gain Control, Automatic White Balance, Day/Night, Digital Noise Reduction, Motion Detection Tracking, ONVIF, Privacy Masking, Vandal Resistant, Weather Resistant, Wide Dynamic Range,Camera Signal :Network IP,Connection Type:Wired,Infrared Distance:0~60 Feet,Resolution:4 Megapixel,Lens Type:Fixed,Lens Size:6mm,Mount Type:Ceiling, Wall,Compression Method:H.264, M-JPEG,Durability:Vandal Resistant, Weather Resistant,Voltage:12vDC, PoE,Automatic Gain Control (AGC):Auto,Dimensions (W x H):4.9" x 2.9" (125 x 74.3 mm),Electronic Shutter:1/30~1/32000,Image Device:4MP 1/3â€ CMOS,Image Pixels Total:2688(H) x 1520(V),Minimum Scene Illumination:F2.0 (30IRE): 0.41 Lux (color), F2.0 (30IRE): 0.0 Lux (B&W),Operating Humidity:10-90% RH (nonâ€“condensing),Operating Temperature:-4Â°F ~ 122Â°F (-20Â°C ~ 50Â°C),OSD Menu:16 programmable privacy masks,Power Consumption:DC12V: Max 5.6W, PoE: Max 7.4W,Protocols:Zero config(Auto IP), ONVIF, TCP/IP, UDP, RTP(UDP/TCP), RTSP, NTP, HTTP,HTTPS, SSL, DNS, DDNS, DHCP, FTP, SMTP, ICMP, SNMPv1/v2c/v3(MIB-2),Weatherproof:IP66,Digital Noise Reduction:3D,Angle of View:51Â°,IR Distance:15.24m/50ft,Auto Gain Control:Yes,Day/Night:Yes,Digital Noise Reduction:Yes,Automatic White Balance:Yes,Motion Detection Tracking:Yes,Privacy Masking:Yes,Wide Dynamic Range:Yes,ONVIF:Yes | 4 Megapixel |  | DWC-MF4Wi6C6 | Digital Watchdog DWC-MF4Wi6C6 4 Megapixel Network IR Outdoor Vandal Dome Camera, 6mm Lens
Geovision | GV-MFD4700-2F | 266 | The indoor, fixed, miniâ€sized network camera with 3â€axis mechanism for easy and flexible installation. The camera can support H.265 video codec to achieve better compression ratio while maintaining high picture quality at reduced network bandwidths. GVâ€MFD4700 can process scenes with contrasting intensity of lights and produce clear image using the builtâ€in WDR Pro. The camera is equipped with a Super Low Lux CMOS image sensor which allows the camera to provide a color live view in near darkness.,Features,1/3â€™â€™ progressive scan super low lux CMOS,Min. illumination at 0.002 lux,Dual streams from H.265, H.264 and MJPEG,20 fps at 2592 x 1520, 24 fps at 2560 x 1440, 30 fps at 2048 x 1520,Twoâ€way audio,Intelligent IR,3â€axis mechanism (pan / tilt / rotate),One sensor input and alarm output,Builtâ€in micro SD card slot (SD/SDHC/SDXC/UHSâ€I) for local storage,Day and night function (with removable IRâ€cut filter),Megapixel lens,12V DC / PoE (IEEE 802.3af),Wide Dynamic Range Pro (WDR Pro),3D noise reduction,Smart streaming,DefogÂ Â ,Motion detection,Tampering alarm,Text overlay,Privacy mask,IP address filtering,Recording assigned by GVâ€Edge Recording Manager (Windows,,Mac version),Supports iPhone, iPad, Android & 3GPP,31 languages on Web interface,ONVIF (Profile S) conformant | SKU:84-MFD4700-2F10,Manufacturer:Geovision,Features:Audio, Auto Gain Control, Automatic White Balance, Back Light Compensation, Day/Night, Digital Noise Reduction, Flickerless, Motion Detection Tracking, On Screen Display Menu, ONVIF, Privacy Masking, Wide Dynamic Range,Camera Signal :Network IP,Connection Type:Wired,Infrared Distance:61~100 Feet,Resolution:4 Megapixel,Lens Type:Fixed,Lens Size:3.8mm,Mount Type:Ceiling, Wall,Compression Method:H.264, M-JPEG, H.265,Durability:Indoor,Voltage:12vDC, PoE,Automatic Gain Control (AGC):Automatic,Dimensions (W x H):110 x 72.83 mm (4.33â€™â€™ x 2.86â€™â€™),Electronic Shutter:Automatic, Manual (1/5 ~ 1/16000 sec),Image Device:1/3â€ progressive scan super low lux CMOSÂ Â ,IR LEDs:4,Minimum Scene Illumination:Color: 0.003 Lux, B/W: 0.002 Lux, IR ON: 0 Lux,Operating Humidity:10% to 90% (no condensation)Â Â ,Operating Temperature:0Â°C ~ 50Â°C (32Â°F ~ 122Â°F),OSD Menu:Arabic / Bulgarian / Czech / Danish / Dutch / English / Finnish / French / German / Greek / Hebrew / Hungarian / Indonesian / Italian /Japanese / Lithuanian / Norwegian / Persian / Polish / Portuguese / Romanian / Russian / Serbian / Simplified Chinese / ,Power Consumption:7.5W,Protocols:DHCP, DynDNS, FTP, HTTP, HTTPS, NTP, ONVIF (Profile S), QoS (DSCP), RTSP, SNMP, SMTP, TCP, UDP, UPnP, 3GPP/ISMA,S/N Ratio:50 dB,Rotation Angle:0Â° ~ 360Â°,Automatic White Balance:Automatic, Manual (2800 ~ 8500K),IR Distance:20m/65ft,Audio:Yes,Auto Gain Control:Yes,Day/Night:Yes,Digital Noise Reduction:Yes,Automatic White Balance:Yes,Back Light Compensation:Yes,Flickerless:Yes,Motion Detection Tracking:Yes,On Screen Display Menu:Yes,Privacy Masking:Yes,Wide Dynamic Range:Yes,ONVIF:Yes | 4 Megapixel |  | 84-MFD4700-2F10 | Geovision 84-MFD4700-2F10 GV-MFD4700-2F 4 Megapixel Network IR Indoor Dome Camera, 3.8mm Lens
EverFocus | EDN468ME | 315 | The EDN468ME is a 4-megapixel outdoor camera that provides 30fps at 2592Ã—1520 viewing resolution. It supports dual streams from H.265 or H.264 video compression format. H.265 provides higher compression efficiency and lower bitrate compared to H.264 codec, allowing more efficient bandwidth and data storage usage. The True Wide Dynamic Range (WDR) function on the other hand enables the IP camera to provide clear images even under back light circumstances where intensity of illumination can vary excessively. Featured with a motorized zoom lens, EDN468ME can provide the desired field of view with superior video quality and precise focus. Equipped with a weather-proof (IP66) housing, the EDN468ME meets a wide variety of needs for outdoor surveillance. The EDN468ME also supports Power over Ethernet (IEEE 802.3af), which eliminates the need for power cables and thus reduce the installation costs.,Features,4M CMOS sensor,Astounding image quality from the 3.6mm lens,Digital Wide Dynamic Range Function,Provides True Day/Night functionality with automatic IR filter operation,Extended IR range up to 30m / 100ft. with 15 LEDs (Depending on scene IR reflectivity),Multi-streaming from H.265 / H.264,Weather proof IP66-rated,Flexible angle viewing with its 3-Axis rotation design allows wall or ceiling mounting,Special design, easy installation and operation,Supports Motion Detection & Email Notification,Supports live monitoring of video from mobile devices via MobileFocus / MobileFocus plus Apps (iOS & Android),Supports Power over Ethernet / 12VDC,EverFocus Genie XMS CMS,ONVIF profile S compliant,Supports Micro SD card | SKU:EDN468ME,Manufacturer:EverFocus,Features:Auto Gain Control, Day/Night, Digital Noise Reduction, Mirror, Motion Detection Tracking, ONVIF, Vandal Resistant, Weather Resistant, Wide Dynamic Range,Camera Signal :Network IP,Connection Type:Wired,Infrared Distance:61~100 Feet,Resolution:4 Megapixel,Lens Type:Varifocal,Lens Size:2.8-12mm,Mount Type:Ceiling, Wall,Compression Method:H.264, H.265,Durability:Vandal Resistant, Weather Resistant,Voltage:12vDC, PoE,Dimensions (W x H):117 x 86mm / 4.61â€ x 3.39â€,Electronic Shutter:Auto / Manual (1/25 ~ 1/10,000), FLK,Image Device:4M CMOS sensor,IR LEDs:12,Minimum Scene Illumination:Color: 0.5Lux @F1.4, B/W: 0.2Lux @F1.4 ,Operating Humidity:0% ~ 90% not condensing,Operating Temperature:-10Â°C ~ 50Â°C / 14Â°F ~ 122Â°F,Power Consumption:12VDC 4.5W / PoE 4.9W,Protocols:TCP/IP, UDP, HTTP, DHCP, RTSP, DDNS, NTP, PPPOE, UPNP, SMTP, ONVIF ,S/N Ratio:â‰¥ 35db (AGC OFF),Weatherproof:IP66,Digital Noise Reduction:3DNR,IR Distance:30m/100ft,Auto Gain Control:Yes,Day/Night:Yes,Digital Noise Reduction:Yes,Motion Detection Tracking:Yes,Wide Dynamic Range:Yes,Mirror:Yes,ONVIF:Yes | 4 Megapixel |  | EDN468ME | EverFocus EDN468ME 4 Megapixel Network IR Outdoor Dome Camera, 2.8-12mm Lens
InVid | ULT-P4LIR6B | 165 | The ULT-P4LIR6B from InVid is a 4 megapixel network IR outdoor dome camera, 6mm lens.,Features,4 Megapixel (2688 x 1536) ResolutionÂ ,Fixed Lens,H.264/H.264+, MJPEG CompressionÂ ,True Day/Night,True WDR 120dB,33â€™ IR Range,Audio Input/OutputÂ ,IP66 Weather ResistantÂ ,12VDC/PoE Operation,ONVIF,SD Slot for Local Storage: Up to 128GB,Free iOS & Android Apps for Smart Phones & Tablets,Free Central Management Software (CMS) to manage multiple units & sites from a single platform,Free Mac Client | SKU:ULT-P4LIR6B,Manufacturer:InVid,Features:Auto Gain Control, Back Light Compensation, Day/Night, Digital Noise Reduction, Flickerless, Mirror, Motion Detection Tracking, ONVIF, Vandal Resistant, Weather Resistant, Wide Dynamic Range,Camera Signal :Network IP,Connection Type:Wired,Infrared Distance:0~60 Feet,Resolution:4 Megapixel,Lens Type:Fixed,Lens Size:6mm,Mount Type:Ceiling, Wall,Compression Method:H.264, M-JPEG, H.264+,Durability:Vandal Resistant, Weather Resistant,Voltage:12vDC, PoE,Dimensions (W x H):3.93" Ã— 3.84" Ã— 2.1" (99.8 x 97.5 x 53.3mm),Electronic Shutter:1/30s ~ 1/100,000s,Image Device:1/3" progressive scan CMOS,Minimum Scene Illumination:0.01 lux @ (F1.2, AGC ON), 0 lux with IR,Operating Humidity:95% or less (non-condensing),Operating Temperature:-22 Â°F ~ 140 Â°F (-30 Â°C ~ 60 Â°C),Power Consumption:Max. 5W,Protocols:TCP/IP, HTTP, DHCP, DNS, DDNS, RTP, RTSP, PPPoE, SMTP, NTP, SNMP, HTTPS, FTP, 802.1x, Qos,Weatherproof:IP66,Digital Noise Reduction:3D DNR,IR Distance:10.05m/33ft,Auto Gain Control:Yes,Day/Night:Yes,Digital Noise Reduction:Yes,Back Light Compensation:Yes,Flickerless:Yes,Motion Detection Tracking:Yes,Wide Dynamic Range:Yes,Mirror:Yes,ONVIF:Yes | 4 Megapixel |  | ULT-P4LIR6B | InVid ULT-P4LIR6B 4 Megapixel Network IR Outdoor Dome Camera, 6mm Lens
Ikegami | EE-D4002W-3.6 | 173.6 | The EE-D4002W-3.6 from Ikegami is a H.265Â 4 megapixelÂ networkÂ IR domeÂ camera, 3.6mm.,Features,1/3â€ Panasonic Sensor,4MP Camera,Max. resolution: 2688(H) Ã— 1520(V),ICR auto switch, true day / night,3D DNR,Supports smart analysis of valuables watching, perimeter and abnormal video signal detection,Supports defogging, BLC, digital image stabilization and defect correction to fit different needs,Supports CVBS,Support smart phone, iPad, remote monitoring | SKU:EE-D4002W-3.6,Manufacturer:Ikegami,Features:Audio, Auto Gain Control, Back Light Compensation, Day/Night, Digital Noise Reduction, ONVIF, Weather Resistant, Wide Dynamic Range,Camera Signal :Network IP,Connection Type:Wired,Infrared Distance:61~100 Feet,Resolution:4 Megapixel,Lens Type:Fixed,Lens Size:3.6mm,Mount Type:Ceiling, Wall,Compression Method:H.264, M-JPEG, H.265,Durability:Weather Resistant,Voltage:12vDC, PoE,Dimensions (W x H):Î¦87mmÃ—219mm(3.4"Â xÂ 8.6"),Electronic Shutter:1/25s~Â 1/100000s,Image Device:1/3"Â CMOS,IR LEDs:2,Minimum Scene Illumination:Color: 0.05lux@F1.2,AGCÂ ONÂ B/W:0luxÂ withÂ IR,Operating Humidity:10% ~ 90% Humidity,Operating Temperature:-20Â°C ~ 50Â°C,Power Consumption:ï¼œ2.5WÂ (IRÂ Off)Â /Â ï¼œ5WÂ (IRÂ On),Protocols:TCP/IP,Â UDP,Â DHCP,Â NTP,Â RTSP,Â PPPOE,Â DDNS,Â SMTP,Â FTP,Weatherproof:IP66,Digital Noise Reduction:2D/3DÂ DNR,Rotation Angle:0Â°~360Â°,IR Distance:30m/98.42ft,Audio:Yes,Auto Gain Control:Yes,Day/Night:Yes,Digital Noise Reduction:Yes,Back Light Compensation:Yes,Wide Dynamic Range:Yes,ONVIF:Yes | 4 Megapixel |  | EE-D4002W-3.6 | Ikegami EE-D4002W-3.6 H.265Â 4 MegapixelÂ NetworkÂ IR DomeÂ Camera, 3.6mm
Speco | O4VLD5 | 114 | The O4VLD5 from Speco is a 4 megapixel network IR outdoor dome camera with junction box, 2.8mm lens, white housing.,Features,2.8mm fixed lens,Supports up to 4MP @ 30fps,Built-in standard PoE (IEEE 802.3af),H.265/H.264/MJPEG compression supported,True Day/Night operation (IR cut filter),Adaptive IR LEDs reduce IR saturation,IR range: 65â€™ (depending on scene reflection),True WDR (wide dynamic range) operation,IP66 compliant, weather resistant,IK10 compliant, vandal resistant,Junction box included,Conformant with ONVIF Profile S | SKU:O4VLD5,Manufacturer:Speco,Features:Auto Gain Control, Automatic White Balance, Day/Night, Digital Noise Reduction, Motion Detection Tracking, On Screen Display Menu, ONVIF, Privacy Masking, Vandal Resistant, Weather Resistant, Wide Dynamic Range,Camera Signal :Network IP,Connection Type:Wired,Infrared Distance:61~100 Feet,Resolution:4 Megapixel,Lens Type:Fixed,Lens Size:2.8mm,Mount Type:Ceiling, Wall,Compression Method:H.264, M-JPEG, H.265,Durability:Vandal Resistant, Weather Resistant,Voltage:12vDC, PoE,Dimensions (W x H):4.6â€ (Dia.) x 3.6â€ (H),Electronic Shutter:1/25 - 1/100000 sec,Image Device:Progressive scan 1/3â€ CMOS, 4MP,Minimum Scene Illumination:F1.2, 0 lux (IR LED on),Operating Humidity:10% - 90% RH,Operating Temperature:-4Â°F - 122Â°F,Power Consumption:4W,Protocols:IPv4, IPv6, TCP, UDP, RTP, RTSP, HTTP, SMTP, FTP, DH,Weatherproof:IP66,Digital Noise Reduction:2D / 3D,Angle of View:103Â°,Rotation Angle:0Â°-220Â°,Automatic White Balance:Auto, Indoor, Outdoor, Manual,IR Distance:19.81m/65ft,Auto Gain Control:Yes,Day/Night:Yes,Digital Noise Reduction:Yes,Automatic White Balance:Yes,Motion Detection Tracking:Yes,On Screen Display Menu:Yes,Privacy Masking:Yes,Wide Dynamic Range:Yes,ONVIF:Yes | 4 Megapixel |  | O4VLD5 | Speco O4VLD5 4 Megapixel Network IR Outdoor Dome Camera with Junction Box, 2.8mm Lens, White Housing
Cantek | CT-IPC-EB440E-IRA-3.6 | 163.5 | The CT-IPC-EB440E-IRA-3.6 from Cantek is a 4 megapixel HD WDR network small IR dome camera, 3.6mm lens.,Features,1/3â€ 4Megapixel progressive scan CMOS,Support H.264 & MJPEG dual codec,Max 20fps@4M (2688Ã— 1520) & 25/30fps@3M (2304Ã— 1296),Smart Detection supported,WDR (120dB), Day/Night (ICR), 3DNR, AWB, AGC, BLC,Multiple network monitoring: Web viewer, CMS (DSS/PSS) & DMSS,3.6mm fixed lens,Built-in Mic (only for -AS),Max. IR LEDs Length 50m,Micro SD memory (only for -AS), IP67, PoE | SKU:CT-IPC-EB440E-IRA-3.6,Manufacturer:Cantek,Features:Auto Gain Control, Automatic White Balance, Back Light Compensation, Day/Night, Digital Noise Reduction, Weather Resistant, Wide Dynamic Range,Camera Signal :Network IP,Connection Type:Wired,Infrared Distance:101 Feet +,Resolution:4 Megapixel,Lens Type:Fixed,Lens Size:3.6mm,Mount Type:Ceiling, Wall,Compression Method:H.264, M-JPEG,Durability:Vandal Resistant, Weather Resistant,Voltage:PoE,Automatic Gain Control (AGC):Auto/Manual ,Dimensions (W x H):Î¦ 110mmÃ— 95mm,Electronic Shutter:Auto/Manual, 1/3(4)~1/100000s,Image Device:1/3â€ 4Megapixel progressive scan CMOS ,Image Pixels-Effective:2688 (H) x 1520 (V),Minimum Scene Illumination:0.01Lux/F2.0 (Color), 0Lux/F2.0 (IR on),Operating Humidity:Less than 95% RH ,Operating Temperature:-30Â°C~+60Â°C,Power Consumption:Max 3.7W ,Privacy Zone:Up to 4 areas ,Protocols:IPv4/IPv6, HTTP, HTTPS, SSL, TCP/IP, UDP, UPnP, ICMP, IGMP, SNMP, RTSP, RTP, SMTP, NTP, DHCP, DNS, PPPOE, DDNS, FTP, IP Filter, QoS, Bonjour, 802.1x ,S/N Ratio:More than 50dB,Scanning System:Progressive,Weatherproof:IP67,Digital Noise Reduction:3D,Angle of View:H: 81Â° (55Â°),Back Light Compensation:BLC / HLC / WDR (120dB),Automatic White Balance:Auto/Sunny/Night/Outdoor/Customized ,IR Distance:50m/164.04ft,Auto Gain Control:Yes,Day/Night:Yes,Digital Noise Reduction:Yes,Automatic White Balance:Yes,Back Light Compensation:Yes,Wide Dynamic Range:Yes | 4 Megapixel |  | CT-IPC-EB440E-IRA-3.6 | Cantek CT-IPC-EB440E-IRA-3.6 4 Megapixel HD WDR Network Small IR Dome Camera, 3.6mm Lens
Cantek | CT-IPC-MD440E-IR-3.6 | 163.5 | The CT-IPC-MD440E-IR-3.6 from Cantek is a 4 megapixel HD WDR network IR mini dome camera, 3.6mm lens.,Features,1/3â€ 4Megapixel progressive scan CMOS,Support H.264 & MJPEG dual codec,Max 20fps@4M (2688Ã— 1520), 25/30fps@3M (2304Ã— 1296),Smart Detection supported,WDR (120dB), Day/Night (ICR), 3DNR, AWB, AGC, BLC,Multiple network monitoring: Web viewer, CMS (DSS/PSS) & DMSS,3.6mm fixed lens,1/1 Alarm in/out, 1/1 audio in/out (only for -AS),Max. IR LEDs Length 30m,Micro SD memory (only for -AS) IP67, IK10, PoE | SKU:CT-IPC-MD440E-IR-3.6,Manufacturer:Cantek,Features:Auto Gain Control, Automatic White Balance, Back Light Compensation, Day/Night, Digital Noise Reduction, Vandal Resistant, Weather Resistant, Wide Dynamic Range,Camera Signal :Network IP,Connection Type:Wired,Infrared Distance:61~100 Feet,Resolution:4 Megapixel,Lens Type:Fixed,Lens Size:3.6mm,Mount Type:Ceiling, Wall,Compression Method:H.264, M-JPEG,Durability:Vandal Resistant, Weather Resistant,Voltage:12vDC, PoE,Automatic Gain Control (AGC):Auto/Manual,Dimensions (W x H):Î¦110mm Ã— 81mm,Electronic Shutter:Auto/Manual, 1/3(4)~1/100000s,Image Device:1/3â€ 4Megapixel progressive scan CMOS,Image Pixels-Effective:2688 (H) x 1520 (V),Minimum Scene Illumination:0.01Lux/F2.0 (Color), 0Lux/F2.0 (IR on),Operating Humidity:Less than 95% RH,Operating Temperature:-30Â°C~+60Â°C,Power Consumption:Max 4W,Protocols:IPv4/IPv6, HTTP, HTTPS, SSL, TCP/IP, UDP, UPnP, ICMP, IGMP, SNMP, RTSP, RTP, SMTP, NTP, DHCP, DNS, PPPOE, DDNS, FTP, IP Filter, QoS, Bonjour, 802.1x,S/N Ratio:More than 50dB,Scanning System:Progressive,Weatherproof:IP67 ,Digital Noise Reduction:3DNR,Back Light Compensation:BLC / HLC / WDR (120dB),Automatic White Balance:Auto/Manual,IR Distance:30m/98.42ft,Auto Gain Control:Yes,Day/Night:Yes,Digital Noise Reduction:Yes,Automatic White Balance:Yes,Back Light Compensation:Yes,Wide Dynamic Range:Yes | 4 Megapixel |  | CT-IPC-MD440E-IR-3.6 | Cantek CT-IPC-MD440E-IR-3.6 4 Megapixel HD WDR Network IR Mini Dome Camera, 3.6mm Lens
Samsung | QNV-7030R | 221.79 | The QNV-7030R from Samsung is a network camera line is a 4MP outdoor vandal dome network camera featuring WiseStream, triple codec H.265/H.264/MJPEG, 6.0mm lens, IR, IP66, IK10, PoE/12VDC, 120dB True WDR, Defocus Detection, Hallway View, one-way audio and SD card slot (SD/SDHC/SDXC up to 128GB).,Features,Max. 4M resolution,Built-in 6mm fixed lens,Max. 20fps@4M, Max.30fps@2M all resolutions,H.265, H.264, MJPEG codec supported, Multiple streaming,Day & Night (ICR), WDR (120dB),Motion detection, Tampering, Defocus detection,micro SD (128GB) memory slot, PoE / 12V DC,IR viewable length 30m, IP66, IK10,Hallway view support,LDC support (Lens Distortion Correction) | SKU:QNV-7030R,Manufacturer:Samsung,Features:Auto Gain Control, Automatic White Balance, Back Light Compensation, Day/Night, Digital Noise Reduction, Flickerless, Mirror, Motion Detection Tracking, On Screen Display Menu, ONVIF, Privacy Masking, Vandal Resistant, Weather Resistant, Wide Dynamic Range,Camera Signal :Network IP,Connection Type:Wired,Infrared Distance:61~100 Feet,Resolution:4 Megapixel,Lens Type:Fixed,Lens Size:6mm,Mount Type:Ceiling, Wall,Compression Method:H.264, M-JPEG, H.265,Durability:Vandal Resistant, Weather Resistant,Voltage:12vDC, PoE,Automatic Gain Control (AGC):Off / Low / Middle / High,Dimensions (W x H):Ã˜120.3 x 91.7mm (Ã˜4.74" x 3.61"),Electronic Shutter:Minimum / Maximum / Anti flicker,Image Device:1/3" 4M CMOS,Image Pixels Total:2,720(H) x 1,536(V),Image Pixels-Effective:2,688(H) x 1,520(V),Minimum Scene Illumination:Color: 0.3Lux, B/W: 0Lux (IR LED on),Operating Humidity:Less than 90% RH,Operating Temperature:-30Â°C ~ +55Â°C (-22Â°F ~ +131Â°F),Power Consumption:Max. 6.8W (PoE), Max. 5.7W (12V DC),Privacy Zone:Off / On (6ea rectangular zones),Protocols:TCP/IP, UDP/IP, RTP(UDP), RTP(TCP), RTCP, RTSP, NTP, HTTP, HTTPS, SSL/TLS, DHCP, PPPoE, FTP, SMTP, ICMP, IGMP, SNMPv1/v2c/v3(MIB-2), ARP, DNS, DDNS, QoS, PIM-SM, UPnP, Bonjour,Scanning System:Progressive,Weatherproof:IP66,Digital Noise Reduction:SSNR (Off / On),Mirror:Flip / Mirror / Hallway view,Angle of View:H: 53.0Ëš / V: 31.0Ëš / D: 62.0Ëš,Rotation Angle:0Â° ~ 355Â°,On Screen Display Menu:English, French, German, Spanish, Italian, Chinese, Korean, Russian, Japanese, Swedish, Portuguese, Turkish, Polish, Czech, Dutch, Hungarian, Greek,Motion Detection Tracking:Off / On (4ea polygonal zones),Back Light Compensation:Off / BLC / WDR,Automatic White Balance:ATW / AWC / Manual / Indoor / Outdoor,IR Distance:30m/98.43ft,Auto Gain Control:Yes,Day/Night:Yes,Digital Noise Reduction:Yes,Automatic White Balance:Yes,Back Light Compensation:Yes,Flickerless:Yes,Motion Detection Tracking:Yes,On Screen Display Menu:Yes,Privacy Masking:Yes,Wide Dynamic Range:Yes,Mirror:Yes,ONVIF:Yes | 4 Megapixel |  | QNV-7030R | Samsung QNV-7030R 4 Megapixel Vandal-Resistant Network IR Dome Camera with 6mm Lens
Samsung | QNV-7020R | 221.79 | The QNV-7020R from Samsung is a 4MP outdoor vandal dome network camera featuring WiseStream, triple codec H.265/H.264/MJPEG, 3.6mm lens, IR, IP66, IK10, PoE/12VDC, 120dB True WDR, Defocus Detection, Hallway View, one-way audio and SD card slot (SD/SDHC/SDXC up to 128GB).,Features,Max. 4megapixel resolution,Built-in 3.6mm fixed lens ,Max. 20fps@4M, Max. 30fps@under 2M (H.265/H.264),H.265, H.264, MJPEG codec supported, Multiple streaming,Motion detection, Tampering, Defocus detection,Micro SD/SDHC/SDXC memory slot (Max. 128GB), PoE / 12V DC,IR viewable length 25m,Hallway view, WiseStream support, IP66, IK10,LDC support (Lens Distortion Correction) | SKU:QNV-7020R,Manufacturer:Samsung,Features:Auto Gain Control, Automatic White Balance, Back Light Compensation, Digital Noise Reduction, Mirror, Motion Detection Tracking, ONVIF, Privacy Masking, Vandal Resistant, Weather Resistant, Wide Dynamic Range,Camera Signal :Network IP,Connection Type:Wired,Infrared Distance:61~100 Feet,Resolution:4 Megapixel,Lens Type:Fixed,Lens Size:3.6mm,Mount Type:Ceiling, Wall,Compression Method:H.264, M-JPEG, H.265,Durability:Vandal Resistant, Weather Resistant,Voltage:12vDC, PoE,Automatic Gain Control (AGC):Off / Low / Middle / High,Dimensions (W x H):Ã˜120.3 x 91.7mm (Ã˜4.74" x 3.61"),Electronic Shutter:Minimum / Maximum / Anti flicker,Image Device:1/3" 4M CMOS,Image Pixels Total:2,720(H) x 1,536(V),Image Pixels-Effective:2,688(H) x 1,520(V),Minimum Scene Illumination:Color : 0.4Lux, B/W : 0Lux (IR LED on),Operating Humidity:Less than 90% RH,Operating Temperature:-30Â°C ~ +55Â°C (-22Â°F ~ +131Â°F),Power Consumption:Max. 6.8W (PoE), Max. 5.7W (12V DC),Privacy Zone:Off / On (6ea rectangular zones),Protocols:TCP/IP, UDP/IP, RTP(UDP), RTP(TCP), RTCP, RTSP, NTP, HTTP, HTTPS, SSL/TLS, DHCP, PPPoE, FTP, SMTP, ICMP, IGMP, SNMPv1/v2c/v3(MIB-2), ARP, DNS, DDNS, QoS, PIM-SM, UPnP, Bonjour ,Scanning System:Progressive,Weatherproof:IP66,Digital Noise Reduction:SSNR (Off / On),Mirror:Flip / Mirror / Hallway view,Angle of View:H : 81.0Ëš / V : 45.0Ëš / D : 95.0Ëš,Motion Detection Tracking:Off / On (4ea polygonal zones),Back Light Compensation:Off / BLC / WDR,Automatic White Balance:ATW / AWC / Manual / Indoor / Outdoor,IR Distance:25m/82.02ft,Auto Gain Control:Yes,Digital Noise Reduction:Yes,Automatic White Balance:Yes,Back Light Compensation:Yes,Motion Detection Tracking:Yes,Privacy Masking:Yes,Wide Dynamic Range:Yes,Mirror:Yes,ONVIF:Yes | 4 Megapixel |  | QNV-7020R | Samsung QNV-7020R 4M Vandal-Resistant Network IR Dome Camera 3.6mm Fixed Lens
Avycon | AVC-VHN41FLT | 196.8 | The AVC-VHN41FLT from Avycon is a 4 megapixel IR vandal dome camera features true day/nght, 3.6mm Fixed Lens, 24 IR leds 12vDC power supply and built in PoE.,Features,H.265 Main Profile Video Compression Technology,4mp (2560Ã—1440) Full Real Time Coding,Max.Resolution 2560Ã—1440,Icr Auto Switch, True Day & Night,100ft.* I Ir Night View Distance,48 Pcs (180ft.*),3d DNR, Digital WDR,Support Cvbs Local Video, Two-way Audio,Support Smartphone, Ipad, Remote Monitoring,Support P2P,Ip66 & Ik10 Ingress Protection,Support Three Streams | SKU:AVC-VHN41FLT,Manufacturer:Avycon,Features:Weather Resistant, Wide Dynamic Range,Camera Signal :Network IP,Connection Type:Wired,Infrared Distance:0~60 Feet,Resolution:4 Megapixel,Lens Type:Fixed,Lens Size:3.6mm,Mount Type:Wall,Compression Method:H.265,Durability:Weather Resistant,Voltage:PoE,Dimensions (W x H):Î¦116mmÃ—91mm,Electronic Shutter:1/25S~1/100000S,Image Device:1/3" CMOS,Image Pixels-Effective:2688x1520,IR LEDs:24,Minimum Scene Illumination:COLOR: 0.05lux@F1.2, AGC ON, B/W: 0lux WITH IR ,Operating Humidity:10%~90% ,Operating Temperature:22Â°F~140Â°F,Power Consumption:2.5W , 4W,Protocols:TCP/IP , UDP , DHCP , NTP , RTSP , PPPOE , DDNS , SMTP , FTP,Video Output:CVBS (BNC Ã— 1),Weatherproof:IP66,Digital Noise Reduction:2D / 3D DNR,Angle of View:HORIZONTAL: 0Â°~68Â°ï¼ŒVERTICAL: 0Â°~220Â°,Rotation Angle:ROTATION: 0Â°~240Â°,Back Light Compensation:YES,IR Distance:18.28m/60ft,Audio:Yes,Auto Gain Control:Yes,Day/Night:Yes,Digital Noise Reduction:Yes,Back Light Compensation:Yes,Wide Dynamic Range:Yes,ONVIF:Yes | 4 Megapixel |  | AVC-VHN41FLT | Avycon AVC-VHN41FLT 4 Megapixel H.265 Network IR Outdoor Dome Camera
Avycon | AVC-VHN41AVLT | 948 | The AVC-VHN41AVLT from Avycon is a 4 megapixel network IR vandal dome camera features true day/nght, 3.3-12mm motorized autofocus lens, 30 smart IR leds 12vDC power supply and built in PoE.,Features,H.265 Main profile video compression technology,4MP (2560 Ã— 1440) H.265 Full real time coding,Max resolution: 2560 Ã— 1440,ICR Auto switch, True day / night,100ft.* IR Night view distance,30 PCS (100ft.*),3D DNR, S-WDR,Support auto zoom and manual zoom,ROI coding,Support local CVBS Video output and two-way audio,Support PoE power supply,Support smart phone, iPad, remote monitoring,Support P2P,IP66 & IK10 Ingress protection,Support three streams | SKU:AVC-VHN41AVLT,Manufacturer:Avycon,Features:Weather Resistant, Wide Dynamic Range,Camera Signal :Network IP,Connection Type:Wired,Infrared Distance:61~100 Feet,Resolution:4 Megapixel,Lens Type:Varifocal,Lens Size:3.3-12mm,Mount Type:Wall,Compression Method:H.265,Durability:Weather Resistant,Voltage:PoE,Dimensions (W x H):Î¦150mmÃ—114mm,Electronic Shutter:1/25s~1/100000s,Image Device:1/3" CMOS,Image Pixels-Effective:2688x1520,IR LEDs:30,Minimum Scene Illumination:COLOR: 0.05lux@F1.2, AGC ON, B/W: 0lux WITH IR,Operating Humidity:10%~90% ,Operating Temperature:22Â°F~140Â°F,Power Consumption:2.5W , 5W,Protocols:TCP/IP , UDP , DHCP , NTP , RTSP , PPPOE , DDNS , SMTP , FTP,Video Output:CVBS (BNC Ã— 1),Weatherproof:IP66,Digital Noise Reduction:2D / 3D DNR,Angle of View:HORIZONTAL: 0Â°~77Â°ï¼ŒVERTICAL: 0Â°~360Â°,Rotation Angle:ROTATION: 0Â°~360Â°,Back Light Compensation:YES,IR Distance:30.48m/100ft,Audio:Yes,Auto Gain Control:Yes,Day/Night:Yes,Digital Noise Reduction:Yes,Back Light Compensation:Yes,Wide Dynamic Range:Yes,ONVIF:Yes | 4 Megapixel |  | AVC-VHN41AVLT | Avycon AVC-VHN41AVLT 4 Megapixel H.265 Network IR Outdoor Dome Camera
Avycon | AVC-VHN41VLT | 836 | The AVC-VHN41VLT from Avycon is a 4 megapixel IR vandal dome camera features true day/nght, 3.3-12mm varifocal Lens, 30 smart IR leds 12vDC power supply and built in PoE.,Features,H.265 Main Profile Video Compression Technology,4mp (2560Ã—1440) H.265 Full Real Time Coding,Max. Resolution: 2560Ã—1440,Icr Auto Switch, True Day & Night,30 Pcs (100ft.*),60ft.* Ir Night View Distance,3D DNR, Digital WDR,Roi Coding,Support Local Cvbs Video Output and One-way Audio,Support Hardware Reset,Support Poe Power Supply,Support Smartphone, Ipad, Remote Monitoring Support P2p,Ip66 & Ik10 Ingress Protection,Support Three Streams | SKU:AVC-VHN41VLT,Manufacturer:Avycon,Features:Weather Resistant, Wide Dynamic Range,Camera Signal :Network IP,Connection Type:Wired,Infrared Distance:61~100 Feet,Resolution:4 Megapixel,Lens Type:Varifocal,Lens Size:3.3-12mm,Mount Type:Wall,Compression Method:H.265,Durability:Weather Resistant,Voltage:PoE,Dimensions (W x H):Î¦150mmÃ—114mm,Electronic Shutter:1/25s~1/100000s,Image Device:1/3" CMOS,Image Pixels-Effective:2688x1520,IR LEDs:30,Minimum Scene Illumination:COLOR: 0.05lux@F1.2, AGC ON, B/W: 0lux WITH IR,Operating Humidity:10%~90%,Operating Temperature:22Â°F~140Â°F,Power Consumption:2.5W , 5W,Protocols:TCP/IP , UDP , DHCP , NTP , RTSP , PPPOE , DDNS , SMTP , FTP,Video Output:CVBS (BNC Ã— 1),Weatherproof:IP66,Digital Noise Reduction:2D / 3D DNR,Angle of View:HORIZONTAL: 0Â°~77Â°ï¼ŒVERTICAL: 0Â°~360Â°,Rotation Angle:ROTATION: 0Â°~360Â°,Back Light Compensation:YES,IR Distance:30.48m/100ft ,Audio:Yes,Auto Gain Control:Yes,Day/Night:Yes,Digital Noise Reduction:Yes,Back Light Compensation:Yes,Wide Dynamic Range:Yes,ONVIF:Yes | 4 Megapixel |  | AVC-VHN41VLT | Avycon AVC-VHN41VLT 4 Megapixel H.265 Network IR Outdoor Dome Camera
Cantek | CT-IPC-VD540E-Z | 283.5 | The CT-IPC-VD540E-Z from Cantek is a 4 Megapixel full HD vandal-proof IR network dome motorized camera, 2.7-12mm lens.,Features,1/3â€ 4Megapixel progressive scan CMOS,Support H.264&MJPEG dual codec,Max 20fps@4Mp(2688Ã— 1520),25/30fps@3M(2304x1296),Smart Detection supported,WDR(120dB), Day/Night(ICR), 3DNR, AWB, AGC, BLC,Multiple network monitoring: Web viewer, CMS(DSS/PSS) & DMSS,2.7mm ~12mm motorized lens,1/1 Alarm in/out, 1/1 audio in/out,Max. IR LEDs Length 50m,Micro SD memory, IP67, IK10, PoE | SKU:CT-IPC-VD540E-Z,Manufacturer:Cantek,Features:Audio, Auto Gain Control, Automatic White Balance, Back Light Compensation, Day/Night, Digital Noise Reduction, ONVIF, Privacy Masking, Weather Resistant, Wide Dynamic Range,Camera Signal :Network IP,Connection Type:Wired,Infrared Distance:101 Feet +,Resolution:4 Megapixel,Lens Type:Varifocal,Lens Size:2.7-12mm,Mount Type:Ceiling, Wall,Compression Method:H.264, M-JPEG,Durability:Weather Resistant,Voltage:PoE,Automatic Gain Control (AGC):Auto/Manual,Dimensions (W x H):Î¦ 159mmÃ— 117.9mm,Electronic Shutter:Auto/Manual, 1/3(4)~1/100000s,Image Device:1/3â€ 4 Megapixel progressive scan CMOS,Minimum Scene Illumination:0.01Lux/F1.4(Color); 0Lux/F1.4(IR on),Operating Humidity:Less than 95% RH,Operating Temperature:-30Â°C~+60Â°C,Power Consumption:Max 10W (with IR on, motorized lens working),Privacy Zone:Up to 4 areas,Protocols:IPv4/IPv6, HTTP, HTTPS, SSL, TCP/IP, UDP, UPnP, ICMP, IGMP, SNMP, RTSP, RTP, SMTP, NTP, DHCP, DNS, PPPOE, DDNS, FTP, IP Filter, QoS, Bonjour, 802.1x,S/N Ratio:More than 50dB,Weatherproof:IP67,Digital Noise Reduction:3D,Angle of View:H: 100Â°~33Â°,Back Light Compensation:BLC / HLC /WDR(120dB),IR Distance:50m/164.04ft,Audio:Yes,Auto Gain Control:Yes,Day/Night:Yes,Digital Noise Reduction:Yes,Automatic White Balance:Yes,Back Light Compensation:Yes,Privacy Masking:Yes,Wide Dynamic Range:Yes,ONVIF:Yes | 4 Megapixel |  | CT-IPC-VD540E-Z | Cantek CT-IPC-VD540E-Z 4 Megapixel HD IR Network Dome Camera, 2.7-12mm
Speco | O4FD5M | 339.38 | The O4FD5M from Speco is a 4 Megapixel Outdoor Network IR Flexible Intensifier H.265 Dome Camera, 2.8-12mm Lens.,Features,Flexible Intensifier Technology to fit any lighting application,Supports up to 4MP in 16:9 widescreen format,Built-in standard PoE (IEEE 802.3af),Motorized lens with auto focus,Supports H.265, H.264, and MJPEG codecs,Adaptive IR LEDs reduce IR saturation,IR Range: 65â€™(depending on scene reflection),With presets for different scenarios,True WDR (wide dynamic range) operation,2-way audio communication,Micro SD card slot for edge recording (card not included),Sensor input and relay output,Built-in heater and anti-fog glass reduces condensation,Chameleon Cover: snaps on and can be painted to match any dÃ©cor!*,IP66 compliant, weather resistant,IK10 compliant, vandal resistant,Conformant with ONVIF Profile S | SKU:O4FD5M,Manufacturer:Speco,Features:Auto Gain Control, Automatic White Balance, Back Light Compensation, Day/Night, Digital Noise Reduction, Heater & Fan, Motion Detection Tracking, ONVIF, Privacy Masking, Vandal Resistant, Weather Resistant, Wide Dynamic Range, Intensifier,Camera Signal :Network IP,Connection Type:Wired,Infrared Distance:61~100 Feet,Resolution:4 Megapixel,Lens Type:Varifocal,Lens Size:2.8-12mm,Mount Type:Pendant, Wall,Compression Method:H.264, M-JPEG, H.265,Durability:Vandal Resistant, Weather Resistant,Voltage:12vDC, PoE,Dimensions (W x H):3.9â€ (H) x 5.1â€ (Dia.),Electronic Shutter:1/30 - 1/10000 sec,Image Device:Progressive scan 1/3â€ CMOS, 4MP,Minimum Scene Illumination:F1.4, 0.08 lux (color); 0 lux (IR LED on),Operating Humidity:0% - 90% RH,Operating Temperature:-4Â° F - 122Â° F,Power Consumption:6W,Protocols:IPv4, TCP, UDP, RTP, RTSP, HTTP, SMTP, FTP, DHCP, UPnP, DNS,Weatherproof:IP66,Digital Noise Reduction:3D,Back Light Compensation:WDR/BLC/HLC,Automatic White Balance:Auto / Presets / Manual,IR Distance:19.81m/65ft,Audio:Yes,Auto Gain Control:Yes,Day/Night:Yes,Digital Noise Reduction:Yes,Intensifier:Yes,Automatic White Balance:Yes,Back Light Compensation:Yes,Heater & Fan:Yes,Motion Detection Tracking:Yes,Privacy Masking:Yes,Wide Dynamic Range:Yes,ONVIF:Yes | 4 Megapixel |  | O4FD5M | Speco O4FD5M 4 Megapixel Outdoor Network IR Flexible Intensifier H.265 Dome Camera, 2.8-12mm Lens
InVid | ULT-P4LIRW28 | 263 | The ULT-P4LIRW28 from InVid is a 4 megapixel IP plug & play mini low profile outdoor camera having WDR, 33â€™ IR range, PoE/DC12V, SD card slot, WiFi.,Features,4 Megapixel (2688 x 1536) Resolution,Fixed Lens,H.264/H.264+, MJPEG Compression,True Day/Night,True WDR 120dB,33â€™ IR Range,Audio Input/Output,Built-in Mic,IP66 Weather Resistant,12VDC/PoE Operation,ONVIF,SD Slot for Local Storage: Up to 128GB,WiFi Compatible,Free iOS & Android Apps for Smart Phones & Tablets,Free Central Management Software (CMS) to manage multiple units & sites from a single platform,Free Mac Client | SKU:ULT-P4LIRW28,Manufacturer:InVid,Features:Audio, Auto Gain Control, Back Light Compensation, Day/Night, Digital Noise Reduction, Flickerless, Mirror, ONVIF, Weather Resistant, Wide Dynamic Range,Camera Signal :Network IP,Connection Type:Wireless,Infrared Distance:0~60 Feet,Resolution:4 Megapixel,Lens Type:Fixed,Lens Size:2.8mm,Mount Type:Ceiling, Wall,Compression Method:H.264, M-JPEG, H.264+,Durability:Weather Resistant,Voltage:12vDC, PoE,Dimensions (W x H):3.93" Ã— 3.84" Ã— 2.1" (99.8 x 97.5 x 53.3mm),Electronic Shutter:1/30s ~ 1/100,000s,Image Device:1/3" progressive scan CMOS,Minimum Scene Illumination:0.01 lux @ (F1.2, AGC ON), 0 lux with IR,Operating Humidity:95% or less (non-condensing),Operating Temperature:-22 Â°F ~ 140 Â°F (-30 Â°C ~ 60 Â°C),Power Consumption:Max, 5W,Protocols:TCP/IP, HTTP, DHCP, DNS, DDNS, RTP, RTSP, PPPoE, SMTP, NTP, SNMP, HTTPS, FTP, 802.1x, Qos,Scanning System:Progressive,Weatherproof:IP66,Digital Noise Reduction:3D DNR,Back Light Compensation:Yes, zone configurable,IR Distance:10.5m/33ft,Audio:Yes,Auto Gain Control:Yes,Day/Night:Yes,Digital Noise Reduction:Yes,Back Light Compensation:Yes,Flickerless:Yes,Wide Dynamic Range:Yes,Mirror:Yes,ONVIF:Yes | 4 Megapixel |  | ULT-P4LIRW28 | InVid ULT-P4LIRW28 4 Megapixel Network IR Outdoor Mini Dome WiFi Camera, 2.8mm Lens
InVid | ULT-P4DRIR2812 | 299 | The ULT-P4DRIR2812 from InVid is a 4 Megapixel Outdoor IR Day/Night WDR Network IP Dome Camera, 12VDC/POE, 2.8-12mm Lens.,Features,4 Megapixel (2688 x 1536) Resolution,H.264/H.264+, MJPEG Compression,True Day/Night,True WDR 120dB,100' IR Range,IP66 Weather Resistant,IK10 Vandal Resistant | SKU:ULT-P4DRIR2812,Manufacturer:InVid,Features:Auto Gain Control, Day/Night, Digital Noise Reduction, Flickerless, Mirror, Motion Detection Tracking, ONVIF, Vandal Resistant, Weather Resistant, Wide Dynamic Range,Camera Signal :Network IP,Connection Type:Wired,Infrared Distance:61~100 Feet,Resolution:4 Megapixel,Lens Type:Varifocal,Lens Size:2.8-12mm,Mount Type:Ceiling, Wall,Compression Method:H.264, M-JPEG, H.264+,Durability:Vandal Resistant, Weather Resistant,Voltage:12vDC, PoE,Dimensions (W x H):Ã˜ 4.4" x 3.2" (111.7 x 81.28mm),Electronic Shutter:1/30s ~ 1/100,000s,Image Device:1/2.8" progressive scan CMOS,Minimum Scene Illumination:0.01 lux @ (F1.2, AGC ON), 0 lux with IR,Operating Humidity:90% or less (non-condensing),Operating Temperature:14Â°F ~ 104Â°F (-10Â°C ~ 40Â°C)Â ,Power Consumption:Max, 5W,Protocols:TCP/IP, HTTP, DHCP, DNS, DDNS, RTP, RTSP, PPPoE, SMTP, NTP, SNMP, HTTPS, FTP, 802.1x, Qos,Weatherproof:IP66,Digital Noise Reduction:3D DNR,Angle of View:75.8Â°,Back Light Compensation:Yes, zone configurable,IR Distance:30.48m/100ft,Auto Gain Control:Yes,Day/Night:Yes,Digital Noise Reduction:Yes,Back Light Compensation:Yes,Flickerless:Yes,Motion Detection Tracking:Yes,Wide Dynamic Range:Yes,Mirror:Yes,ONVIF:Yes | 4 Megapixel |  | ULT-P4DRIR2812 | InVid ULT-P4DRIR2812 4 Megapixel Outdoor IR Network IP Dome Camera, 2.8-12mm Lens
Cantek Plus | CTP-TF14NHE | 138.6 | The CTP-TF14NHE from Cantek Plus is a 4 megapixel IR eyeball camera features true day/night, 3.6mm Fixed Lens, 2 matrix IR led's 12vDC power supply and built in PoE.,Features,H.265 Main Profile Video Compression Technology,4MP (2560 x 1440) H.265 Full Real Time Coding,Max. Resolution: 2560 x1440,ICR Auto Switch, True Day / Night,100Ft. IR Night View Distance,3D DNR, Digital WDR,ROI Coding,Support Local CVBS Video Output And One-Way Audio,Support Hardware Reset,Support Poe Power Supply,Support Smart Phone, iPad, Remote Monitoring Support P2P,IP66 & IK10 Ingress Protection,Support Three Streams | SKU:CTP-TF14NHE,Manufacturer:Cantek Plus,Features:Weather Resistant, Wide Dynamic Range,Camera Signal :Network IP,Connection Type:Wired,Infrared Distance:61~100 Feet,Resolution:4 Megapixel,Lens Type:Fixed,Lens Size:3.6mm,Mount Type:Wall,Compression Method:H.265,Durability:Weather Resistant,Voltage:PoE,Dimensions (W x H):Î¦87mm Ã— 108mm,Electronic Shutter:1/25S~ 1/100000S,Image Device:1 / 3 "CMOS,Image Pixels-Effective:2688 x 1520,IR LEDs:2,Minimum Scene Illumination:COLOR: 0.05Lux@F1.2, AGC ON, B/W: 0Lux WITH IR,Operating Humidity:10% ~ 90%,Operating Temperature:-22Â°F ~ 122Â°F,Power Consumption:2.5W , 5.5W,Protocols:TCP/IP , UDP , DHCP , NTP , RTSP , PPPOE , DDNS , SMTP , FTP,Video Output:CVBS (BNC Ã— 1),Weatherproof:IP66,Digital Noise Reduction:2D / 3D DNR,Angle of View:HORIZONTAL: 0Â°~360Â° , VERTICAL: 0Â°~90Â°,Rotation Angle:0Â°~360Â°,IR Distance:30.48m/100ft,Audio:Yes,Auto Gain Control:Yes,Day/Night:Yes,Back Light Compensation:Yes,Wide Dynamic Range:Yes,ONVIF:Yes | 4 Megapixel |  | CTP-TF14NHE | Cantek Plus CTP-TF14NHE 4 Megapixel Outdoor IR Network Dome Camera, 3.6mm Lens
Cantek Plus | CTP-TLV14NHV | 231 | The CTP-TLV14NHV from Cantek Plus is a 4 megapixel IR vandal dome camera features true day/night, 3.3-12mm varifocal Lens, 30 smart IR lEDs 12vDC power supply and built-in PoE.,Features,H.265 Main Profile Video Compression Technology,4MP (2560 x 1440) H.265 Full Real-Time Coding,Max. Resolution: 2560 x 1440,ICR Auto Switch, True Day & Night,30 Pcs (100ft.),3D DNR, Digital WDR,ROI Coding,Support Local CVBS Video Output and One-way Audio,Support Hardware Reset,Support PoE Power Supply,Support Smartphone, iPad, Remote Monitoring Support P2p,IP66 & IK10 Ingress Protection,Support Three Streams | SKU:CTP-TLV14NHV,Manufacturer:Cantek Plus,Features:Weather Resistant, Wide Dynamic Range,Camera Signal :Network IP,Connection Type:Wired,Infrared Distance:61~100 Feet,Resolution:4 Megapixel,Lens Type:Varifocal,Lens Size:3.3-12mm,Mount Type:Wall,Compression Method:H.265,Durability:Weather Resistant,Voltage:PoE,Dimensions (W x H):Î¦150mmÃ—114mm,Electronic Shutter:1/25S ~ 1/100000S,Image Device:1 / 3 "CMOS,Image Pixels-Effective:2688x1520,IR LEDs:30 IR LEDs,Minimum Scene Illumination:COLOR: 0.05lux@F1.2, AGC ON, B/W: 0lux WITH IR,Operating Humidity:10%~90%,Operating Temperature:-22Â°F ~ 140Â°F,Power Consumption:2.5W , 5W,Protocols:TCP/IP , UDP , DHCP , NTP , RTSP , PPPOE , DDNS , SMTP , FTP,Video Output:CVBS (BNC Ã— 1),Weatherproof:IP66,Digital Noise Reduction:2D / 3D DNR,Angle of View:HORIZONTAL: 0Â°~68Â°ï¼ŒVERTICAL: 0Â°~220Â°,Rotation Angle:0Â°~360Â°,IR Distance:30.48m/100ft,Audio:Yes,Auto Gain Control:Yes,Day/Night:Yes,Back Light Compensation:Yes,Wide Dynamic Range:Yes,ONVIF:Yes | 4 Megapixel |  | CTP-TLV14NHV | Cantek Plus CTP-TLV14NHV 4 Megapixel Outdoor IR Network Vandal Dome Camera, 3.3-12mm Lens
Cantek Plus | CTP-TVA14NHE | 224.84 | The CTP-TVA14NHE from Cantek Plus is a 4 megapixel outdoor IR network dome camera, 3.3-12mm motorized lens with autofocus, DC 12V / PoE.,Features,H.265 Main Profile Video Compression Technology,4MP (2592 x 1520) H.265 Full Real Time Coding,Max. Resolution: 2592 x 1520,ICR Auto Switch, True Day & Night,2 Matrix IR LEDs (Up to 120ft.),IR Night View Distance,3D DNR, True WDR,Support Auto Zoom and Manual Zoom,ROI Coding,Support Local CVBS Video Output and Two-way Audio,Support PoE Power Supply,Support Smartphone, iPad, Remote Monitoring,Support P2P,IP66 & IK10 Ingress Protection,Support Three Streams | SKU:CTP-TVA14NHE,Manufacturer:Cantek Plus,Features:Weather Resistant, Wide Dynamic Range,Camera Signal :Network IP,Connection Type:Wired,Infrared Distance:61~100 Feet,Resolution:4 Megapixel,Lens Type:Varifocal,Lens Size:3.3-12mm,Mount Type:Wall,Compression Method:H.265,Durability:Weather Resistant,Voltage:PoE,Dimensions (W x H):Î¦109mm Ã— 130mm,Electronic Shutter:1/25S ~ 1/100000S,Image Device:1/3" CMOS,Image Pixels-Effective:2688 Ã— 1520,IR LEDs:2 IR LEDs,Minimum Scene Illumination:COLOR: 0.05Lux@F1.2, AGC ON, B/W: 0Lux WITH IR,Operating Humidity:10% ~ 90%,Operating Temperature:-22Â°F ~ 122Â°F,Power Consumption:ï¼œ2.5W, ï¼œ5W (IR ON),Protocols:TCP/IP, UDP, DHCP, NTP, RTSP, PPPOE, DDNS, SMTP, FTP,Video Output:CVBS (BNC x 1),Weatherproof:IP66,Digital Noise Reduction:2D / 3D DNR,IR Distance:30.48m/100ft,Audio:Yes,Auto Gain Control:Yes,Day/Night:Yes,Back Light Compensation:Yes,Wide Dynamic Range:Yes,ONVIF:Yes | 4 Megapixel |  | CTP-TVA14NHE | Cantek Plus CTP-TVA14NHE 4 Megapixel Outdoor IR Network Dome Camera, 3.3-12mm Lens
Cantek Plus | CTP-TLF14NHV | 138.6 | The CTP-TLF14NHV from Cantek Plus is a 4 megapixel IR vandal dome camera features true day/night, 3.6mm Fixed Lens, 24 IR leds 12vDC power supply and built in PoE.,Features,H.265 Main Profile Video Compression Technology,4mp (2560 x 1440) Full Real Time Coding,Max.Resolution 2560 x 1440,ICR Auto Switch, True Day & Night,3D DNR, Digital WDR,Support CVBS Local Video, Two-way Audio,Support Smartphone, iPad, Remote Monitoring,Support P2P,IP66 & IK10 Ingress Protection,Support Three Streams | SKU:CTP-TLF14NHV,Manufacturer:Cantek Plus,Features:Weather Resistant, Wide Dynamic Range,Camera Signal :Network IP,Connection Type:Wired,Infrared Distance:0~60 Feet,Resolution:4 Megapixel,Lens Type:Fixed,Lens Size:3.6mm,Mount Type:Wall,Compression Method:H.265,Durability:Weather Resistant,Voltage:PoE,Dimensions (W x H):Î¦116mmÃ—91mm,Electronic Shutter:1/25S ~ 1/100000S,Image Device:1 / 3 "CMOS,Image Pixels-Effective:2688x1520,IR LEDs:24 IR LEDs,Minimum Scene Illumination:COLOR: 0.05lux@F1.2, AGC ON, B/W: 0lux WITH IR,Operating Humidity:10%~90%,Operating Temperature:-22Â°F ~ 140Â°F,Power Consumption:2.5W , 4W,Protocols:TCP/IP , UDP , DHCP , NTP , RTSP , PPPOE , DDNS , SMTP , FTP,Video Output:CVBS (BNC Ã— 1),Weatherproof:IP66,Digital Noise Reduction:2D / 3D DNR,Angle of View:HORIZONTAL: 0Â°~68Â°ï¼ŒVERTICAL: 0Â°~220Â°,Rotation Angle:0Â°~240Â°,IR Distance:18.28m/60ft,Audio:Yes,Auto Gain Control:Yes,Day/Night:Yes,Back Light Compensation:Yes,Wide Dynamic Range:Yes,ONVIF:Yes | 4 Megapixel |  | CTP-TLF14NHV | Cantek Plus CTP-TLF14NHV 4 Megapixel Outdoor IR Network Vandal Dome Camera, 3.6mm Lens
Cantek Plus | CTP-TLVA14NHV | 261.8 | The CTP-TLVA14NHV from Cantek Plus is a 4 megapixel network IR vandal dome camera features true day/night, 3.3-12mm motorized autofocus lens, 30 smart IR LEDs 12vDC power supply and built-in PoE.,Features,H.265 Video Compression Technology,4MP (2592 x 1520) H.265 Full Real-Time Coding,Max. Resolution: 2560 x 1520,ICR Auto Switch, True Day & Night,Up to 100ft. IR Night Time View Distance,3D DNR, True WDR,Supports Auto and Manual Focus,ROI Encoding,Supports Local CVBS Video Output and Two-way Audio,Supports PoE Power Supply,Supports Smartphone, iPad, Remote Monitoring,Supports P2P Remote Connection,IP66 Ingress and IK10 Vandal Protection,Supports Triple Streaming | SKU:CTP-TLVA14NHV,Manufacturer:Cantek Plus,Features:Weather Resistant, Wide Dynamic Range,Camera Signal :Network IP,Connection Type:Wired,Infrared Distance:61~100 Feet,Resolution:4 Megapixel,Lens Type:Varifocal,Lens Size:3.3-12mm,Mount Type:Wall,Compression Method:H.265,Durability:Weather Resistant,Voltage:PoE,Dimensions (W x H):Î¦150mm Ã— 114mm,Electronic Shutter:1/25s ~ 1/100000s,Image Device:1/3" CMOS,Image Pixels-Effective:2688 Ã— 1520,IR LEDs:30 IR LEDs,Minimum Scene Illumination:COLOR: 0.05lux@F1.2, AGC ON, B/W: 0lux WITH IR,Operating Humidity:10% ~ 90%,Operating Temperature:-22Â°F ~ 140Â°F,Power Consumption:2.5W, 5W (IR ON),Protocols:TCP/IP, UDP, DHCP, NTP, RTSP, PPPOE, DDNS, SMTP, FTP,Video Output:CVBS (BNC Ã— 1),Weatherproof:IP66,Digital Noise Reduction:2D / 3D DNR,Angle of View:HORIZONTAL: 0Â°~77Â°ï¼ŒVERTICAL: 0Â°~360Â°,Rotation Angle:0Â°~360Â°,IR Distance:30.48m/100ft,Audio:Yes,Auto Gain Control:Yes,Day/Night:Yes,Back Light Compensation:Yes,Wide Dynamic Range:Yes,ONVIF:Yes | 4 Megapixel |  | CTP-TLVA14NHV | Cantek Plus CTP-TLVA14NHV 4 Megapixel Outdoor IR Network Vandal Dome Camera, 3.3-12mm Lens
Cantek Plus | CTP-TF14NHE-2.8 | 138.6 | The CTP-TF14NHE-2.8 from Cantek Plus is a 4 megapixel true day/night IR eyeball network dome camera, 2.8mm lens.,Features,H.265 Main Profile Video Compression Technology,4Mp (2560 â€”1440) H.265 Full Real Time Coding,Max. Resolution: 2560 â€”1440,ICR Auto Switch, True Day / Night,100Ft.* IR Night View Distance,2 Pcs Starlit IR (100Ft.*),3D DNR, Digital WDR,Roi Coding,Support Local Cvbs Video Output And One-Way Audio,Support Hardware Reset,Support Poe Power Supply,Support Smart Phone, Ipad, Remote Monitoring Support P2P,IP66 & Ik10 Ingress Protection,Support Three Streams | SKU:CTP-TF14NHE-2.8,Manufacturer:Cantek Plus,Features:Auto Gain Control, Back Light Compensation, Day/Night, ONVIF, Weather Resistant, Wide Dynamic Range,Camera Signal :Network IP,Connection Type:Wired,Infrared Distance:61~100 Feet,Resolution:4 Megapixel,Lens Type:Fixed,Lens Size:2.8mm,Mount Type:Ceiling, Wall,Compression Method:H.265,Durability:Vandal Resistant, Weather Resistant,Voltage:PoE,Dimensions (W x H):Î¦87mm Ã— 108mm,Electronic Shutter:1/25S~ 1/100000S,Image Device:1 / 3 "CMOS,Image Pixels-Effective:2688 x 1520,IR LEDs:2,Minimum Scene Illumination:COLOR: 0.05Lux@F1.2, AGC ON, B/W: 0Lux WITH IR,Operating Humidity:10% ~ 90%,Operating Temperature:-22Â°F ~ 122Â°F,Power Consumption:2.5W , 5.5W,Protocols:TCP/IP , UDP , DHCP , NTP , RTSP , PPPOE , DDNS , SMTP , FTP,Video Output:CVBS (BNC Ã— 1),Weatherproof:IP66,Digital Noise Reduction:2D / 3D DNR,Angle of View:HORIZONTAL: 0Â°~360Â° , VERTICAL: 0Â°~90Â°,Rotation Angle:0Â°~360Â°,IR Distance:30.48m/100ft,Audio:Yes,Auto Gain Control:Yes,Day/Night:Yes,Back Light Compensation:Yes,Wide Dynamic Range:Yes,ONVIF:Yes | 4 Megapixel |  | CTP-TF14NHE-2.8 | Cantek Plus CTP-TF14NHE-2.8 4 Megapixel True Day/Night IR Eyeball Network Dome Camera, 2.8mm Lens
Cantek Plus | CTP-TLVA18NHV | 440.44 | The CTP-TLVA18NHV from Cantek Plus is a 8.4 megapixel 4K network IR waterproof vandal dome camera, 3.3-12mm lens.,Features,H.265 Video Compression Technology (Main Profile),8.4MP (3840 Ã— 2160) H.265 Full Real Time Encoding,Max. resolution: 3840 Ã— 2160,True Day/Night ICR,Up to 180ft. Night time Viewing Distance,Motorized Varifocal Lens (3.3 ~ 12mm) with Auto-focus,3D DNR, S-WDR (True),Video Analytics: Object Removal, Line Crossing Detection and Intrusion Detection,Supports Defogging, HLC, BLC, Digital Image Stabilization and Image Correction for various situations,8 ROI Encoding,microSD card Local Storage, up to 128GB,Supports Local CVBS/Analog Video Output(BNC) and Two Way Audio,Supports PoE (4.5W / 6.5W with IR On),Supports Hardware Reset,Supports Smart Phone, iPad and Remote Monitoring,Supports P2P Remote Connection,IK10 & IP66 Ingress Protection,Supports Triple Streaming | SKU:CTP-TLVA18NHV,Manufacturer:Cantek Plus,Features:Auto Gain Control, Day/Night, Vandal Resistant, 4K Resolution,Camera Signal :Network IP,Connection Type:Wired,Infrared Distance:101 Feet +,Resolution:8.4 Megapixel,Lens Type:Varifocal,Lens Size:3.3-12mm,Mount Type:Ceiling, Wall,Compression Method:H.264, M-JPEG, H.265,Durability:Vandal Resistant, Weather Resistant,Voltage:12vDC, PoE,Dimensions (W x H):Î¦5.90â€ Ã— 4.48â€,Electronic Shutter:1/25s ~ 1/100000s,Image Device:1 / 2.5" CMOS,IR LEDs:48 LEDs,Minimum Scene Illumination:0.01 lux @F1.2, AGC ON; 0 lux with IR,Operating Humidity:10 % ~ 90 %,Operating Temperature:- 4 Â°F ~ 122 Â°F,Power Consumption:< 4.5W,Protocols:TCP/IP, UDP, DHCP, NTP, RTSP, PPPoE, DDNS, SMTP, FTP,Video Output:CVBS video output (BNC Ã— 1),Weatherproof:IP66,Digital Noise Reduction:2D / 3D DNR,Angle of View:97.5Â° ~ 38.5Â°,IR Distance:54.86m/180ft,Audio:Yes,Auto Gain Control:Yes,Day/Night:Yes | 8.4 Megapixel |  | CTP-TLVA18NHV | Cantek Plus CTP-TLVA18NHV 8.4 Megapixel 4K Network IR Waterproof Vandal Dome Camera, 3.3-12mm Lens
COP-USA | CD260ZM-4M9545 | 279 | The CD260ZM-4M9545 from COP-USA is a 4 Megapixel Network IR Waterproof Dome Camera, 3.3-12mm Lens.,Features,4MP ( 2592 1520 ) H.265 full real time coding,Max. resolution: 2592 Ã— 1520,ICR auto switch, true day / night,20 ~ 30m IR night view distance,Third generation of dot matrix LED IR lights, small size, efficient heat dissipation, long lifespan,3D DNR, physical WDR,Support HLC, BLC and defogging,Support electrical zoom,ROI coding,Support local CVBS video output and one-way audio,Support PoE power supply,Support smart phone, iPad, remote monitoring,Support P2P,IP66 ingress protection,Support three streams | SKU:CD260ZM-4M9545,Manufacturer:COP-USA,Features:Auto Gain Control, Automatic White Balance, Back Light Compensation, Day/Night, Digital Noise Reduction, Motion Detection Tracking, ONVIF, Weather Resistant, Wide Dynamic Range,Camera Signal :Network IP,Connection Type:Wired,Infrared Distance:61~100 Feet,Resolution:4 Megapixel,Lens Type:Varifocal,Lens Size:3.3-12mm,Mount Type:Ceiling, Wall,Compression Method:H.264, M-JPEG, H.265,Durability:Weather Resistant,Voltage:12vDC, PoE,Dimensions (W x H):Î¦109 Ã— 130,Electronic Shutter:1 / 25 s ~ 1 / 100000 s,Image Device:1 / 3 "CMOS,Minimum Scene Illumination:0.05 lux @F1.2, AGC ON; 0 lux with IR,Operating Humidity:10 % ~ 90 %,Operating Temperature:- 20 Â°C ~ 50 Â°C,Power Consumption:< 2.5W,Protocols:TCP / IP, UDP, DHCP, NTP, RTSP, PPPoE, DDNS, SMTP, FTP , ONVIF, GB-T/28181-2011,Video Output:CVBS video output ( BNC x 1),Weatherproof:IP66,Digital Noise Reduction:2D / 3D DNR,Angle of View:80 ~ 38Â°,Rotation Angle:0Â° ~ 360Â°,Back Light Compensation:Yes,IR Distance:30m/98.43ft,Audio:Yes,Auto Gain Control:Yes,Day/Night:Yes,Digital Noise Reduction:Yes,Automatic White Balance:Yes,Back Light Compensation:Yes,Motion Detection Tracking:Yes,Wide Dynamic Range:Yes,ONVIF:Yes | 4 Megapixel |  | CD260ZM-4M9545 | COP-USA CD260ZM-4M9545 4 Megapixel Network IR Waterproof Dome Camera, 3.3-12mm Lens
COP-USA | CD45IP4M-2.8-S2 | 104.95 | The CD45IP4M-2.8-S2 from COP-USA is a 4 Megapixel Network IR Waterproof Dome Camera, 2.8mm Lens.,Features,4MP ( 2592 Ã— 1520 ) H.265 coding,Max. resolution: 2592 Ã— 1520,ICR auto switch, true day / night,10 ~ 20m IR night view distance,3D DNR, digital WDR,Support smart alarm such as video exception, line crossing, intrusion, etc.,ROI coding,Support PoE power supply,Support smart phone, iPad, remote monitoring,Support P2P,IP66 & IK10 ingress protection,Support three streams | SKU:CD45IP4M-2.8-S2,Manufacturer:COP-USA,Features:Auto Gain Control, Automatic White Balance, Back Light Compensation, Day/Night, Digital Noise Reduction, Motion Detection Tracking, ONVIF, Vandal Resistant, Weather Resistant, Wide Dynamic Range,Camera Signal :Network IP,Connection Type:Wired,Infrared Distance:61~100 Feet,Resolution:4 Megapixel,Lens Type:Fixed,Lens Size:2.8mm,Mount Type:Ceiling, Wall,Compression Method:H.264, M-JPEG, H.265,Durability:Vandal Resistant, Weather Resistant,Voltage:12vDC, PoE,Dimensions (W x H):Î¦116 Ã— 91,Electronic Shutter:1 / 25 s ~ 1 / 100000 s,Image Device:1 / 3 "CMOS,Minimum Scene Illumination:0.05 lux @F1.2, AGC ON; 0 lux with IR,Operating Humidity:10 % ~ 90 %,Operating Temperature:- 20 Â°C ~ 50 Â°C,Power Consumption:< 2.5W,Protocols:TCP / IP, UDP, DHCP, NTP, RTSP, PPPoE, DDNS, SMTP, FTP , ONVIF,Weatherproof:IP66,Digital Noise Reduction:2D / 3D DNR,Angle of View:72Â°,Rotation Angle:0Â° ~ 220Â°,IR Distance:20m/65.62ft,Audio:Yes,Auto Gain Control:Yes,Day/Night:Yes,Digital Noise Reduction:Yes,Automatic White Balance:Yes,Back Light Compensation:Yes,Motion Detection Tracking:Yes,Wide Dynamic Range:Yes,ONVIF:Yes | 4 Megapixel |  | CD45IP4M-2.8-S2 | COP-USA CD45IP4M-2.8-S2 4 Megapixel Network IR Waterproof Dome Camera, 2.8mm Lens
COP-USA | CD39IPZM-9545S2 | 136.95 | The CD39IPZM-9545S2 from COP-USA is a 4 Megapixel Network IR Water-proof Dome Camera, 3.3-12mm Lens.,Features,4MP (2592 Ã— 1520) H.265 full real time coding,Max. resolution: 2592 Ã— 1520,ICR auto switch, true day / night,20 ~ 30m IR night view distance,Third generation of dot matrix LED IR lights, small size, efficient heat dissipation, long lifespan,3D DNR, physical WDR,Support HLC, BLC and defogging,Support electrical zoom,ROI coding,Support local CVBS video output and one-way audio,Support PoE power supply,Support smart phone, iPad, remote monitoring,Support P2P,IP66 ingress protection,Support three streams | SKU:CD39IPZM-9545S2,Manufacturer:COP-USA,Features:Auto Gain Control, Automatic White Balance, Back Light Compensation, Day/Night, Digital Noise Reduction, Motion Detection Tracking, ONVIF, Weather Resistant, Wide Dynamic Range,Camera Signal :Network IP,Connection Type:Wired,Infrared Distance:61~100 Feet,Resolution:4 Megapixel,Lens Type:Varifocal,Lens Size:3.3-12mm,Mount Type:Ceiling, Wall,Compression Method:H.264, M-JPEG, H.265,Durability:Weather Resistant,Voltage:12vDC, PoE,Dimensions (W x H):Î¦109 Ã— 130,Electronic Shutter:1 / 25 s ~ 1 / 100000 s,Image Device:1 / 3 "CMOS,Minimum Scene Illumination:0.05 lux @F1.2, AGC ON; 0 lux with IR,Operating Humidity:10 % ~ 90 %,Operating Temperature:- 20 Â°C ~ 50 Â°C,Power Consumption:< 2.5W,Protocols:TCP / IP, UDP, DHCP, NTP, RTSP, PPPoE, DDNS, SMTP, FTP , ONVIF,Weatherproof:IP66,Digital Noise Reduction:2D / 3D DNR,Angle of View:80 ~ 38Â°,Rotation Angle:0Â° ~ 360Â°,IR Distance:30m/98.43ft,Audio:Yes,Auto Gain Control:Yes,Day/Night:Yes,Digital Noise Reduction:Yes,Automatic White Balance:Yes,Back Light Compensation:Yes,Motion Detection Tracking:Yes,Wide Dynamic Range:Yes,ONVIF:Yes | 4 Megapixel |  | CD39IPZM-9545S2 | COP-USA CD39IPZM-9545S2 4 Megapixel Network IR Water-proof Dome Camera, 3.3-12mm Lens
Vitek | VTD-TND4RFS | 231 | Transcendent high definition 4 megapixel IP network camera offer unprecedented performance and value. This simple easy to install, attractively styled, IP network camera transmit over remote viewing via CMS, Internet Explorer and iOS & Android Apps.,Features,1/3â€ 4.0 Megapixel Progressive Scan CMOS image sensor,Up to 30fps live view @ 4 MegaPixel (2592x1520),3.6mm Fixed Iris Lens,24 Standard Infrared LEDâ€™s with 65â€™ IR Range,120dB Super Wide Dynamic Range (WDR),True Mechanical Day/Night function by ICR,XD-DNR (2D-DNR & 3D-DNR) Noise Reduction,Fully Programmable Intelligent Analytics including Object Removal/Museum Search, Line Crossing and Area Intrusion Detection,H.265/H.264/MJPEG Triple Streaming,Secondary Video Output (CVBS),Remote Viewing via CMS, Internet Explorer and iOS & Android Apps,ONVIF Compliant,IP66 Weather Resistance & IK10 Impact Rating,Optional Junction Box Mount Available (VT-TJB03),12VDC & PoE (Power over Ethernet) Operation | SKU:VTD-TND4RFS,Manufacturer:Vitek,Features:Auto Gain Control, Day/Night, Digital Noise Reduction, Motion Detection Tracking, ONVIF, Privacy Masking, Vandal Resistant, Weather Resistant, Wide Dynamic Range,Camera Signal :Network IP,Connection Type:Wired,Infrared Distance:61~100 Feet,Resolution:4 Megapixel,Lens Type:Fixed,Lens Size:3.6mm,Mount Type:Ceiling, Wall,Compression Method:H.264, M-JPEG, H.265,Durability:Indoor, Vandal Resistant, Weather Resistant,Voltage:12vDC, PoE,Dimensions (W x H):4.57â€ x 3.58â€ (150 x 114mm) Dia x H,Image Device:1/3â€ 4.0 Megapixel Progressive Scan CMOS,IR LEDs:24,Minimum Scene Illumination:0 Lux (IR LED ON),Operating Humidity:10%~90% Humidity,Operating Temperature:-4~122,Power Consumption:12VDC: 210mA (IR Off) / 335mA (IR On), PoE: 4W (IRâ€™s off) / 6.7W (IRâ€™s on),Weatherproof:IP66,Digital Noise Reduction:3D-DNR,IR Distance:19.81m/65ft,Audio:Yes,Auto Gain Control:Yes,Day/Night:Yes,Digital Noise Reduction:Yes,Motion Detection Tracking:Yes,Privacy Masking:Yes,Wide Dynamic Range:Yes,ONVIF:Yes | 4 Megapixel |  | VTD-TND4RFS | Vitek VTD-TND4RFS 4 Megapixel Indoor/Outdoor Network Dome Camera with 24 IR LED with 3.6mm Lens
Vitek | VTC-TNT4RFSB-2 | 231 | The VTC-TNT4RFSB-2 from Vitek is a 4 megapixel network IR indoor/Indoor/Outdoor dome camera, 2.8mm lens. Transcendent high definition 4 megapixel IP network camera offer unprecedented performance and value. This simple, easy to install, attractively styled, IP network camera transmit over remote viewing via CMS, Internet Explorer, and iOS & Android Apps.,Features,1/3â€ 4.0 Megapixel Progressive Scan CMOS image sensor,Up to 30fps live view @ 4 Megapixel (2592x1520),2 High Power Infrared LEDâ€™s with 65â€™ IR Range,120dB Super Wide Dynamic Range (WDR),True Mechanical Day/Night function by ICR,XD-DNR (2D-DNR & 3D-DNR) Noise Reduction,Fully Programmable Intelligent Analytics including Object Removal/Museum Search, Line Crossing, and Area Intrusion Detection,H.265/H.264/MJPEG Triple Streaming,Secondary Video Output (CVBS),Remote Viewing via CMS, Internet Explorer, and iOS & Android Apps,ONVIF Compliant,IP66 Weather Resistance,12VDC & PoE (Power over Ethernet) Operation | SKU:VTC-TNT4RFSB-2,Manufacturer:Vitek,Features:Auto Gain Control, Day/Night, Digital Noise Reduction, ONVIF, Weather Resistant, Wide Dynamic Range,Camera Signal :Network IP,Connection Type:Wired,Infrared Distance:61~100 Feet,Resolution:4 Megapixel,Lens Type:Fixed,Lens Size:2.8mm,Mount Type:Ceiling, Wall,Compression Method:H.264, H.265,Durability:Indoor, Weather Resistant,Voltage:12vDC, PoE,Dimensions (W x H):3.43â€ x 4.25â€ (87 Ã— 108mm) Dia x H,Image Device:1/3â€ 4.0 Megapixel Progressive Scan CMOS,IR LEDs:2,Minimum Scene Illumination:0 Lux (IR LED ON),Operating Humidity:10%~90% Humidity,Operating Temperature:-4~122,Power Consumption:12vDC: 210mA (IR Off) / 460mA (IR On), PoE: 4W (IRâ€™s off) / 6.7W (IRâ€™s on),Weatherproof:IP66,Digital Noise Reduction:3D-DNR,IR Distance:19.81m/65ft,Auto Gain Control:Yes,Day/Night:Yes,Digital Noise Reduction:Yes,Wide Dynamic Range:Yes,ONVIF:Yes | 4 Megapixel |  | VTC-TNT4RFSB-2 | Vitek VTC-TNT4RFSB-2 4 Megapixel Network IR Indoor/Outdoor Dome Camera, 2.8mm Lens
Vitek | VTD-TNMD4RFS | 252 | Transcendent high definition 4 megapixel IP network camera offer unprecedented performance and value. This simple, easy to install, attractively styled, IP network camera transmit over remote viewing via CMS, Internet Explorer, and iOS & Android Apps.,Features,1/3â€ 4.0 Megapixel Progressive Scan CMOS image sensor,Up to 30fps live view @ 4 Megapixel (2592x1520),10 Infrared LEDâ€™s with 35â€™ IR Range,120dB Super Wide Dynamic Range (WDR),True Mechanical Day/Night function by ICR,XD-DNR (2D-DNR & 3D-DNR) Noise Reduction,Fully Programmable Intelligent Analytics including Object Removal/Museum Search, Line Crossing, and Area Intrusion Detection,H.265/H.264/MJPEG Triple Streaming,Secondary Video Output (CVBS),Remote Viewing via CMS, Internet Explorer, and iOS & Android Apps,ONVIF Compliant,MicroSD memory card slot for Local recording supporting up to 128GB MicroSDXC cards,IP66 Weather Resistance & IK10 Impact Rating,12VDC & PoE (Power over Ethernet) Operation | SKU:VTD-TNMD4RFS,Manufacturer:Vitek,Features:Auto Gain Control, Day/Night, Digital Noise Reduction, ONVIF, Vandal Resistant, Weather Resistant, Wide Dynamic Range,Camera Signal :Network IP,Connection Type:Wired,Infrared Distance:0~60 Feet,Resolution:4 Megapixel,Lens Type:Fixed,Lens Size:3.6mm,Mount Type:Ceiling, Wall,Compression Method:H.264, H.265,Durability:Indoor, Vandal Resistant, Weather Resistant,Voltage:12vDC, PoE,Dimensions (W x H):4.33â€ x 2.28â€ (110 Ã— 58mm) Dia x H,Image Device:1/3â€ 4.0 Megapixel Progressive Scan CMOS,IR LEDs:10,Minimum Scene Illumination:0 Lux (IR LED ON),Operating Humidity:10%~90% Humidity,Operating Temperature:-4~122,Power Consumption:12VDC: 188mA (IR Off) / 292mA (IR On), PoE: 3.5W (IRâ€™s off) / 4.5W (IRâ€™s on),Protocols:ONVIF,Weatherproof:IP66,Digital Noise Reduction:2D-DNR & 3D-DNR,IR Distance:10.66m/35ft,Audio:Yes,Auto Gain Control:Yes,Day/Night:Yes,Digital Noise Reduction:Yes,Wide Dynamic Range:Yes,ONVIF:Yes | 4 Megapixel |  | VTD-TNMD4RFS | Vitek VTD-TNMD4RFS 4 Megapixel Network Indoor/Outdoor IR Dome Camera, 3.6mm Lens
Geovision | GV-VD4702 | 375.6 | The GV-VD4702 is a H.265 4MP 2.8-12mm P-Iris, super low lux, WDR Pro, IR vandal dome, PoE. | SKU:84-VD47020-0010,Manufacturer:Geovision,Features:Auto Gain Control, Wide Dynamic Range,Camera Signal :Network IP,Connection Type:Wired,Resolution:4 Megapixel,Lens Type:Varifocal,Lens Size:2.8-12mm,Mount Type:Ceiling, Wall,Compression Method:H.265,Durability:Vandal Resistant,Voltage:PoE,Auto Gain Control:Yes,Wide Dynamic Range:Yes | 4 Megapixel |  | 84-VD47020-0010 | Geovision 84-VD47020-0010 4 Megapixel Network IR Dome Camera, 2.8-12mm Lens
InVid | ULT-P4DRIR6N | 120 | The ULT-P4DRIR6N from InVid is a 4 megapixel network IR outdoor dome camera, 6mm lens.,Features,4 Megapixel (2688 x 1536) ResolutionÂ ,Fixed Lens,H.264/H.264+, MJPEG CompressionÂ ,True Day/Night,True WDR 120dB,100â€™ IR Range,IP66 Weather ResistantÂ ,IK10 Vandal Resistant,12VDC/PoE OperationÂ ,ONVIF,SD Slot for Local Storage: Up to 128GB,Free iOS & Android Apps for Smart Phones & Tablets,Free Central Management Software (CMS) to manage multiple units & sites from a single platform,Free Mac Client | SKU:ULT-P4DRIR6N,Manufacturer:InVid,Features:Auto Gain Control, Back Light Compensation, Day/Night, Digital Noise Reduction, Flickerless, Mirror, Motion Detection Tracking, ONVIF, Self Recording, Vandal Resistant, Weather Resistant, Wide Dynamic Range,Camera Signal :Network IP,Connection Type:Wired,Infrared Distance:61~100 Feet,Resolution:4 Megapixel,Lens Type:Fixed,Lens Size:6mm,Mount Type:Ceiling, Wall,Compression Method:H.264, M-JPEG, H.264+,Durability:Vandal Resistant, Weather Resistant,Voltage:12vDC, PoE,Dimensions (W x H):Ã˜ 4.4" x 3.2" (111.7 x 81.28mm),Electronic Shutter:1/30s ~ 1/100,000s,Image Device:1/2.8" progressive scan CMOS,Minimum Scene Illumination:0.01 lux @ (F1.2, AGC ON), 0 lux with IR,Operating Humidity:90% or less (non-condensing),Operating Temperature:14Â°F ~ 104Â°F (-10Â°C ~ 40Â°C),Power Consumption:Max, 5W,Protocols:TCP/IP, HTTP, DHCP, DNS, DDNS, RTP, RTSP, PPPoE, SMTP, NTP, SNMP, HTTPS, FTP, 802.1x, Qos,Weatherproof:IP66,Digital Noise Reduction:3D DNR,Angle of View:75.8Â°,IR Distance:30.48m/100ft,Auto Gain Control:Yes,Day/Night:Yes,Digital Noise Reduction:Yes,Back Light Compensation:Yes,Flickerless:Yes,Motion Detection Tracking:Yes,Wide Dynamic Range:Yes,Mirror:Yes,ONVIF:Yes | 4 Megapixel |  | ULT-P4DRIR6N | InVid ULT-P4DRIR6N 4 Megapixel Network IR Outdoor Dome Camera, 6mm Lens
InVid | ULT-P4DRIR4N | 120 | The ULT-P4DRIR4N from InVid is a 4 megapixel network IR outdoor dome camera, 4mm lens.,Features,4 Megapixel (2688 x 1536) ResolutionÂ ,Fixed Lens,H.264/H.264+, MJPEG CompressionÂ ,True Day/Night,True WDR 120dB,100â€™ IR Range,IP66 Weather ResistantÂ ,IK10 Vandal Resistant,12VDC/PoE OperationÂ ,ONVIF,SD Slot for Local Storage: Up to 128GB,Free iOS & Android Apps for Smart Phones & Tablets,Free Central Management Software (CMS) to manage multiple units & sites from a single platform,Free Mac Client | SKU:ULT-P4DRIR4N,Manufacturer:InVid,Features:Auto Gain Control, Back Light Compensation, Day/Night, Digital Noise Reduction, Flickerless, Mirror, Motion Detection Tracking, ONVIF, Self Recording, Vandal Resistant, Weather Resistant, Wide Dynamic Range,Camera Signal :Network IP,Connection Type:Wired,Infrared Distance:61~100 Feet,Resolution:4 Megapixel,Lens Type:Fixed,Lens Size:4mm,Mount Type:Ceiling, Wall,Compression Method:H.264, M-JPEG, H.264+,Durability:Vandal Resistant, Weather Resistant,Voltage:12vDC, PoE,Dimensions (W x H):Ã˜ 4.4" x 3.2" (111.7 x 81.28mm),Electronic Shutter:1/30s ~ 1/100,000s,Image Device:1/2.8" progressive scan CMOS,Minimum Scene Illumination:0.01 lux @ (F1.2, AGC ON), 0 lux with IR,Operating Humidity:90% or less (non-condensing),Operating Temperature:14Â°F ~ 104Â°F (-10Â°C ~ 40Â°C),Power Consumption:Max, 5W,Protocols:TCP/IP, HTTP, DHCP, DNS, DDNS, RTP, RTSP, PPPoE, SMTP, NTP, SNMP, HTTPS, FTP, 802.1x, Qos,Weatherproof:IP66,Digital Noise Reduction:3D DNR,Angle of View:75.8Â°,IR Distance:30.48m/100ft,Auto Gain Control:Yes,Day/Night:Yes,Digital Noise Reduction:Yes,Back Light Compensation:Yes,Flickerless:Yes,Motion Detection Tracking:Yes,Wide Dynamic Range:Yes,Mirror:Yes,ONVIF:Yes | 4 Megapixel |  | ULT-P4DRIR4N | InVid ULT-P4DRIR4N 4 Megapixel Network IR Outdoor Dome Camera, 4mm Lens
InVid | ULT-P4DRIRA28N | 149 | The ULT-P4DRIRA28N from InVid is a 4 megapixel network IR outdoor dome Camera, 2.8mm lens.,Features,4 Megapixel (2688 x 1536) ResolutionÂ ,Fixed Lens,H.264/H.264+, MJPEG CompressionÂ ,True Day/Night,True WDR 120dB,100â€™ IR Range,Audio Input/OutputÂ ,IP66 Weather ResistantÂ ,IK10 Vandal Resistant,12VDC/PoE OperationÂ ,ONVIF,SD Slot for Local Storage: Up to 128GB,Free iOS & Android Apps for Smart Phones & Tablets,Free Central Management Software (CMS) to manage multiple units & sites from a single platform,Free Mac Client | SKU:ULT-P4DRIRA28N,Manufacturer:InVid,Features:Auto Gain Control, Back Light Compensation, Day/Night, Digital Noise Reduction, Flickerless, Mirror, Motion Detection Tracking, ONVIF, Vandal Resistant, Weather Resistant, Wide Dynamic Range,Camera Signal :Network IP,Connection Type:Wired,Infrared Distance:61~100 Feet,Resolution:4 Megapixel,Lens Type:Fixed,Lens Size:2.8mm,Mount Type:Ceiling, Wall,Compression Method:H.264, M-JPEG, H.264+,Durability:Vandal Resistant, Weather Resistant,Voltage:12vDC, PoE,Dimensions (W x H):Ã˜ 4.4" x 3.2" (111.7 x 81.28mm),Electronic Shutter:1/30s ~ 1/100,000s,Image Device:1/2.8" progressive scan CMOS,Minimum Scene Illumination:0.01 lux @ (F1.2, AGC ON), 0 lux with IR,Operating Humidity:90% or less (non-condensing),Operating Temperature:14Â°F ~ 104Â°F (-10Â°C ~ 40Â°C),Power Consumption:Max, 5W,Protocols:TCP/IP, HTTP, DHCP, DNS, DDNS, RTP, RTSP, PPPoE, SMTP, NTP, SNMP, HTTPS, FTP, 802.1x, Qos,Weatherproof:IP66,Digital Noise Reduction:3D DNR,Angle of View:75.8Â°,IR Distance:30.48m/100ft,Auto Gain Control:Yes,Day/Night:Yes,Digital Noise Reduction:Yes,Back Light Compensation:Yes,Flickerless:Yes,Motion Detection Tracking:Yes,Wide Dynamic Range:Yes,Mirror:Yes,ONVIF:Yes | 4 Megapixel |  | ULT-P4DRIRA28N | InVid ULT-P4DRIRA28N 4 Megapixel Network IR Outdoor Dome Camera, 2.8mm Lens
InVid | ULT-P4DRIRM2812BN | 330 | The ULT-P4DRIRM2812BN from InVid is a 4 megapixel network IR outdoor dome camera, 2.8-12mm lens.,Features,4 Megapixel (2688 x 1536) ResolutionÂ ,2.8-12mm Motorized Varifocal Lens,H.264/H.264+, MJPEG CompressionÂ ,True Day/Night,True WDR 120dB,Analog Video OutputÂ ,60â€™ IR RangeÂ ,Audio Input/OutputÂ ,IP66 Weather ResistantÂ ,IK10 Vandal Resistant,12VDC/PoE OperationÂ ,ONVIF,SD Slot for Local Storage: Up to 128GB,Free iOS & Android Apps for Smart Phones & Tablets,Free Central Management Software (CMS) to manage multiple units & sites from a single platform,Free Mac Client | SKU:ULT-P4DRIRM2812BN,Manufacturer:InVid,Features:Auto Gain Control, Back Light Compensation, Day/Night, Digital Noise Reduction, Flickerless, Mirror, Motion Detection Tracking, ONVIF, Vandal Resistant, Weather Resistant, Wide Dynamic Range,Camera Signal :Network IP,Connection Type:Wired,Infrared Distance:0~60 Feet,Resolution:4 Megapixel,Lens Type:Varifocal,Lens Size:2.8-12mm,Mount Type:Ceiling, Wall,Compression Method:H.264, M-JPEG, H.264+,Durability:Vandal Resistant, Weather Resistant,Voltage:12vDC, PoE,Dimensions (W x H):Ã˜ 5.51" x 3.94" (Ã˜ 140 x 99.9 mm),Electronic Shutter:1/30s ~ 1/100,000s,Image Device:1/3" progressive scan CMOS,Minimum Scene Illumination:0.01 lux @ (F1.2, AGC ON), 0 lux with IR,Operating Humidity:95% or less (non-condensing),Operating Temperature:-22 Â°F ~ 140 Â°F (-30 Â°C ~ 60 Â°C),Power Consumption:Max. 5.5W,Protocols:TCP/IP, HTTP, DHCP, DNS, DDNS, RTP, RTSP, PPPoE, SMTP, NTP, SNMP, HTTPS, FTP, 802.1x, Qos,Weatherproof:IP66,Digital Noise Reduction:3D DNR,Angle of View:98Â° ~ 30.5Â°,IR Distance:18.28m/60ft,Auto Gain Control:Yes,Day/Night:Yes,Digital Noise Reduction:Yes,Back Light Compensation:Yes,Flickerless:Yes,Motion Detection Tracking:Yes,Wide Dynamic Range:Yes,Mirror:Yes,ONVIF:Yes | 4 Megapixel |  | ULT-P4DRIRM2812BN | InVid ULT-P4DRIRM2812BN 4 Megapixel Network IR Outdoor Dome Camera, 2.8-12mm Lens
InVid | ULT-P4DRIRM2812N | 330 | The ULT-P4DRIRM2812N from InVid is a 4 megapixel network IR outdoor dome camera, 2.8-12mm lens.,Features,4 Megapixel (2688 x 1536) ResolutionÂ ,2.8-12mm Motorized Varifocal Lens,H.264/H.264+, MJPEG CompressionÂ ,True Day/Night,True WDR 120dB,Analog Video OutputÂ ,60â€™ IR RangeÂ ,Audio Input/OutputÂ ,IP66 Weather ResistantÂ ,IK10 Vandal Resistant,12VDC/PoE OperationÂ ,ONVIF,SD Slot for Local Storage: Up to 128GB,Free iOS & Android Apps for Smart Phones & Tablets,Free Central Management Software (CMS) to manage multiple units & sites from a single platform,Free Mac Client | SKU:ULT-P4DRIRM2812N,Manufacturer:InVid,Features:Auto Gain Control, Back Light Compensation, Day/Night, Digital Noise Reduction, Flickerless, Mirror, Motion Detection Tracking, ONVIF, Vandal Resistant, Weather Resistant, Wide Dynamic Range,Camera Signal :Network IP,Connection Type:Wired,Infrared Distance:0~60 Feet,Resolution:4 Megapixel,Lens Type:Varifocal,Lens Size:2.8-12mm,Mount Type:Ceiling, Wall,Compression Method:H.264, M-JPEG, H.264+,Durability:Vandal Resistant, Weather Resistant,Voltage:12vDC, PoE,Dimensions (W x H):Ã˜ 5.51" x 3.94" (Ã˜ 140 x 99.9 mm),Electronic Shutter:1/30s ~ 1/100,000s,Image Device:1/3" progressive scan CMOS,Minimum Scene Illumination:0.01 lux @ (F1.2, AGC ON), 0 lux with IR,Operating Humidity:95% or less (non-condensing),Operating Temperature:-22 Â°F ~ 140 Â°F (-30 Â°C ~ 60 Â°C),Power Consumption:Max. 5.5W,Protocols:TCP/IP, HTTP, DHCP, DNS, DDNS, RTP, RTSP, PPPoE, SMTP, NTP, SNMP, HTTPS, FTP, 802.1x, Qos,Weatherproof:IP66,Digital Noise Reduction:3D DNR,Angle of View:98Â° ~ 30.5Â°,IR Distance:18.28m/60ft,Auto Gain Control:Yes,Day/Night:Yes,Digital Noise Reduction:Yes,Back Light Compensation:Yes,Flickerless:Yes,Motion Detection Tracking:Yes,Wide Dynamic Range:Yes,Mirror:Yes,ONVIF:Yes | 4 Megapixel |  | ULT-P4DRIRM2812N | InVid ULT-P4DRIRM2812N 4 Megapixel Network IR Outdoor Dome Camera, 2.8-12mm Lens
InVid | ULT-P4LIR4N | 165 | The ULT-P4LIR4N from InVid is a 4 megapixel network IR outdoor dome camera, 4mm lens.,Features,4 Megapixel (2688 x 1536) ResolutionÂ ,Fixed Lens,H.264/H.264+, MJPEG CompressionÂ ,True Day/Night,True WDR 120dB,33â€™ IR Range,Audio Input/OutputÂ ,IP66 Weather ResistantÂ ,12VDC/PoE Operation,ONVIF,SD Slot for Local Storage: Up to 128GB,Free iOS & Android Apps for Smart Phones & Tablets,Free Central Management Software (CMS) to manage multiple units & sites from a single platform,Free Mac Client | SKU:ULT-P4LIR4N,Manufacturer:InVid,Features:Auto Gain Control, Back Light Compensation, Day/Night, Digital Noise Reduction, Flickerless, Mirror, Motion Detection Tracking, ONVIF, Vandal Resistant, Weather Resistant, Wide Dynamic Range,Camera Signal :Network IP,Connection Type:Wired,Infrared Distance:0~60 Feet,Resolution:4 Megapixel,Lens Type:Fixed,Lens Size:4mm,Mount Type:Ceiling, Wall,Compression Method:H.264, M-JPEG, H.264+,Durability:Vandal Resistant, Weather Resistant,Voltage:12vDC, PoE,Dimensions (W x H):3.93" Ã— 3.84" Ã— 2.1" (99.8 x 97.5 x 53.3mm),Electronic Shutter:1/30s ~ 1/100,000s,Image Device:1/3" progressive scan CMOS,Minimum Scene Illumination:0.01 lux @ (F1.2, AGC ON), 0 lux with IR,Operating Humidity:95% or less (non-condensing),Operating Temperature:-22 Â°F ~ 140 Â°F (-30 Â°C ~ 60 Â°C),Power Consumption:Max. 5W,Protocols:TCP/IP, HTTP, DHCP, DNS, DDNS, RTP, RTSP, PPPoE, SMTP, NTP, SNMP, HTTPS, FTP, 802.1x, Qos,Weatherproof:IP66,Digital Noise Reduction:3D DNR,IR Distance:10.05m/33ft,Auto Gain Control:Yes,Day/Night:Yes,Digital Noise Reduction:Yes,Back Light Compensation:Yes,Flickerless:Yes,Motion Detection Tracking:Yes,Wide Dynamic Range:Yes,Mirror:Yes,ONVIF:Yes | 4 Megapixel |  | ULT-P4LIR4N | InVid ULT-P4LIR4N 4 Megapixel Network IR Outdoor Dome Camera, 4mm Lens
InVid | ULT-p4LIR6 | 165 | The ULT-p4LIR6 from InVid is a 4 megapixel network IR outdoor dome camera, 6mm lens.,Features,4 Megapixel (2688 x 1536) ResolutionÂ ,Fixed Lens,H.264/H.264+, MJPEG CompressionÂ ,True Day/Night,True WDR 120dB,33â€™ IR Range,Audio Input/OutputÂ ,IP66 Weather ResistantÂ ,12VDC/PoE Operation,ONVIF,SD Slot for Local Storage: Up to 128GB,Free iOS & Android Apps for Smart Phones & Tablets,Free Central Management Software (CMS) to manage multiple units & sites from a single platform,Free Mac Client | SKU:ULT-p4LIR6,Manufacturer:InVid,Features:Auto Gain Control, Back Light Compensation, Day/Night, Digital Noise Reduction, Flickerless, Mirror, Motion Detection Tracking, ONVIF, Vandal Resistant, Weather Resistant, Wide Dynamic Range,Camera Signal :Network IP,Connection Type:Wired,Infrared Distance:0~60 Feet,Resolution:4 Megapixel,Lens Type:Fixed,Lens Size:6mm,Mount Type:Ceiling, Wall,Compression Method:H.264, M-JPEG, H.264+,Durability:Vandal Resistant, Weather Resistant,Voltage:12vDC, PoE,Dimensions (W x H):3.93" Ã— 3.84" Ã— 2.1" (99.8 x 97.5 x 53.3mm),Electronic Shutter:1/30s ~ 1/100,000s,Image Device:1/3" progressive scan CMOS,Minimum Scene Illumination:0.01 lux @ (F1.2, AGC ON), 0 lux with IR,Operating Humidity:95% or less (non-condensing),Operating Temperature:-22 Â°F ~ 140 Â°F (-30 Â°C ~ 60 Â°C),Power Consumption:Max. 5W,Protocols:TCP/IP, HTTP, DHCP, DNS, DDNS, RTP, RTSP, PPPoE, SMTP, NTP, SNMP, HTTPS, FTP, 802.1x, Qos,Weatherproof:IP66,Digital Noise Reduction:3D DNR,IR Distance:10.05m/33ft,Auto Gain Control:Yes,Day/Night:Yes,Digital Noise Reduction:Yes,Back Light Compensation:Yes,Flickerless:Yes,Motion Detection Tracking:Yes,Wide Dynamic Range:Yes,Mirror:Yes,ONVIF:Yes | 4 Megapixel |  | ULT-p4LIR6 | InVid ULT-p4LIR6 4 Megapixel Network IR Outdoor Dome Camera, 6mm Lens
InVid | ULT-P4TXIR12N | 149 | The ULT-P4TXIR12N from InVid is a 4 megapixel network IR outdoor dome camera, 12mm lens.,Features,4 Megapixel (2688 x 1536) ResolutionÂ ,Fixed Lens,H.264/H.264+, MJPEG CompressionÂ ,True Day/Night,True WDR 120dB,100â€™ EXIR Range,IP66 Weather ResistantÂ ,12VDC/PoE OperationÂ ,ONVIF,Free iOS & Android Apps for Smart Phones & Tablets,Free Central Management Software (CMS) to manage multiple units & sites from a single platform,Free Mac Client | SKU:ULT-P4TXIR12N,Manufacturer:InVid,Features:Audio, Auto Gain Control, Back Light Compensation, Day/Night, Digital Noise Reduction, Flickerless, Mirror, Motion Detection Tracking, ONVIF, Weather Resistant, Wide Dynamic Range,Camera Signal :Network IP,Connection Type:Wired,Infrared Distance:61~100 Feet,Resolution:4 Megapixel,Lens Type:Fixed,Lens Size:12mm,Mount Type:Ceiling, Wall,Compression Method:H.264, M-JPEG, H.264+,Durability:Weather Resistant,Voltage:12vDC, PoE,Dimensions (W x H):Ã˜ 5.0" x 3.8" (Ã˜ 127 x 97.5mm),Electronic Shutter:1/30s ~ 1/100,000s,Image Device:1/2.8" progressive scan CMOS,Minimum Scene Illumination:0.01 lux @ (F1.2, AGC ON), 0 lux with IR,Operating Humidity:95% or less (non-condensing),Operating Temperature:-22 Â°F ~ 140 Â°F (-30 Â°C ~ 60 Â°C),Power Consumption:Max, 5.5W (7W with ICR on),Protocols:TCP/IP, HTTP, DHCP, DNS, DDNS, RTP, RTSP, PPPoE, SMTP, NTP, SNMP, HTTPS, FTP, 802.1x, Qos,Weatherproof:IP66,Digital Noise Reduction:3D DNR,Angle of View:75.8Â°,IR Distance:30.48m/100ft,Audio:Yes,Auto Gain Control:Yes,Day/Night:Yes,Digital Noise Reduction:Yes,Back Light Compensation:Yes,Flickerless:Yes,Motion Detection Tracking:Yes,Wide Dynamic Range:Yes,Mirror:Yes,ONVIF:Yes | 4 Megapixel |  | ULT-P4TXIR12N | InVid ULT-P4TXIR12N 4 Megapixel Network IR Outdoor Dome Camera, 12mm Lens
InVid | ULT-P4LIR6N | 165 | The ULT-P4LIR6N from InVid is a 4 megapixel network IR outdoor dome camera, 6mm lens.,Features,4 Megapixel (2688 x 1536) ResolutionÂ ,Fixed Lens,H.264/H.264+, MJPEG CompressionÂ ,True Day/Night,True WDR 120dB,33â€™ IR Range,Audio Input/OutputÂ ,IP66 Weather ResistantÂ ,12VDC/PoE Operation,ONVIF,SD Slot for Local Storage: Up to 128GB,Free iOS & Android Apps for Smart Phones & Tablets,Free Central Management Software (CMS) to manage multiple units & sites from a single platform,Free Mac Client | SKU:ULT-P4LIR6N,Manufacturer:InVid,Features:Auto Gain Control, Back Light Compensation, Day/Night, Digital Noise Reduction, Flickerless, Mirror, Motion Detection Tracking, ONVIF, Vandal Resistant, Weather Resistant, Wide Dynamic Range,Camera Signal :Network IP,Connection Type:Wired,Infrared Distance:0~60 Feet,Resolution:4 Megapixel,Lens Type:Fixed,Lens Size:6mm,Mount Type:Ceiling, Wall,Compression Method:H.264, M-JPEG, H.264+,Durability:Vandal Resistant, Weather Resistant,Voltage:12vDC, PoE,Dimensions (W x H):3.93" Ã— 3.84" Ã— 2.1" (99.8 x 97.5 x 53.3mm),Electronic Shutter:1/30s ~ 1/100,000s,Image Device:1/3" progressive scan CMOS,Minimum Scene Illumination:0.01 lux @ (F1.2, AGC ON), 0 lux with IR,Operating Humidity:95% or less (non-condensing),Operating Temperature:-22 Â°F ~ 140 Â°F (-30 Â°C ~ 60 Â°C),Power Consumption:Max. 5W,Protocols:TCP/IP, HTTP, DHCP, DNS, DDNS, RTP, RTSP, PPPoE, SMTP, NTP, SNMP, HTTPS, FTP, 802.1x, Qos,Weatherproof:IP66,Digital Noise Reduction:3D DNR,IR Distance:10.05m/33ft,Auto Gain Control:Yes,Day/Night:Yes,Digital Noise Reduction:Yes,Back Light Compensation:Yes,Flickerless:Yes,Motion Detection Tracking:Yes,Wide Dynamic Range:Yes,Mirror:Yes,ONVIF:Yes | 4 Megapixel |  | ULT-P4LIR6N | InVid ULT-P4LIR6N 4 Megapixel Network IR Outdoor Dome Camera, 6mm Lens
InVid | ULT-P4TXIR6N | 143 | The ULT-P4TXIR6N from InVid is a 4 megapixel network IR outdoor dome camera, 6mm lens.,Features,4 Megapixel (2688 x 1536) ResolutionÂ ,Fixed Lens,H.264/H.264+, MJPEG CompressionÂ ,True Day/Night,True WDR 120dB,100â€™ EXIR Range,IP66 Weather ResistantÂ ,12VDC/PoE OperationÂ ,ONVIF,Free iOS & Android Apps for Smart Phones & Tablets,Free Central Management Software (CMS) to manage multiple units & sites from a single platform,Free Mac Client | SKU:ULT-P4TXIR6N,Manufacturer:InVid,Features:Auto Gain Control, Back Light Compensation, Day/Night, Digital Noise Reduction, Flickerless, Mirror, Motion Detection Tracking, ONVIF, Weather Resistant, Wide Dynamic Range,Camera Signal :Network IP,Connection Type:Wired,Infrared Distance:61~100 Feet,Resolution:4 Megapixel,Lens Type:Fixed,Lens Size:6mm,Mount Type:Ceiling, Wall,Compression Method:H.264, M-JPEG, H.264+,Durability:Weather Resistant,Voltage:12vDC, PoE,Dimensions (W x H):Ã˜ 5.0" x 3.8" (Ã˜ 127 x 97.5mm),Electronic Shutter:1/30s ~ 1/100,000s,Image Device:1/2.8" progressive scan CMOS,Minimum Scene Illumination:0.01 lux @ (F1.2, AGC ON), 0 lux with IR,Operating Humidity:95% or less (non-condensing),Operating Temperature:-22 Â°F ~ 140 Â°F (-30 Â°C ~ 60 Â°C),Power Consumption:Max, 5.5W (7W with ICR on),Protocols:TCP/IP, HTTP, DHCP, DNS, DDNS, RTP, RTSP, PPPoE, SMTP, NTP, SNMP, HTTPS, FTP, 802.1x, Qos,Weatherproof:IP66,Digital Noise Reduction:3D DNR,Angle of View:75.8Â°,IR Distance:30.48m/100ft,Auto Gain Control:Yes,Day/Night:Yes,Digital Noise Reduction:Yes,Back Light Compensation:Yes,Flickerless:Yes,Motion Detection Tracking:Yes,Wide Dynamic Range:Yes,Mirror:Yes,ONVIF:Yes | 4 Megapixel |  | ULT-P4TXIR6N | InVid ULT-P4TXIR6N 4 Megapixel Network IR Outdoor Dome Camera, 6mm Lens
InVid | ULT-P4TXIRM2812N | 338 | The ULT-P4TXIRM2812N from InVid is a 4 megapixel IP plug & play turret camera, 2.8-12mm motorized lens, WDR, 100â€™ EXIR range, PoE/DC12V.,Features,4 Megapixel (2560x1440) Resolution,2.8-12mm Motorized Varifocal Lens,H.265+/H.265/H.264+/H.264/MJPEG Compression,True Day/Night,True WDR 120dB,100â€™ EXIR Range,Audio Input/Output ,IK10 Vandal Resistant,IP67 Weatherproof,12VDC/PoE Operation ,ONVIF,SD Slot for Local Storage: Up to 128GB,Free iOS & Android Apps for Smart Phones & Tablets,Free Central Management Software (CMS) to manage multiple units & sites from a single platform,Free Mac Client | SKU:ULT-P4TXIRM2812N,Manufacturer:InVid,Features:Auto Gain Control, Back Light Compensation, Day/Night, Digital Noise Reduction, ONVIF, Vandal Resistant, Weather Resistant, Wide Dynamic Range,Camera Signal :Network IP,Connection Type:Wired,Infrared Distance:61~100 Feet,Resolution:4 Megapixel,Lens Type:Varifocal,Lens Size:2.8-12mm,Mount Type:Ceiling, Wall,Compression Method:H.264, M-JPEG, H.265, H.264+, H.265+,Durability:Vandal Resistant, Weather Resistant,Voltage:12vDC, PoE,Dimensions (W x H):Ã˜5.35â€ x 5.73â€,Image Device:1/3â€ progressive scan CMOS,Minimum Scene Illumination:0.01 lux @ F1.2, AGC ON, 0 lux with IR,Operating Humidity:95% or less (non-condensing),Operating Temperature:-30 Â°C ~ 60 Â°C (-22 Â°F ~ 140 Â°F),Power Consumption:Max, 10W (12.5W with ICR on),Protocols:TCP/IP, HTTP, DHCP, DNS, DDNS, RTP, RTSP, PPPoE, SMTP, NTP, SNMP, HTTPS, FTP, 802.1x, Qos,Weatherproof:IP67,Digital Noise Reduction:3D DNR,Angle of View:98Â° to 28Â°,Back Light Compensation:Yes, zone configurable,IR Distance:30.48m/100ft,Auto Gain Control:Yes,Day/Night:Yes,Digital Noise Reduction:Yes,Back Light Compensation:Yes,Wide Dynamic Range:Yes,ONVIF:Yes | 4 Megapixel |  | ULT-P4TXIRM2812N | InVid ULT-P4TXIRM2812N 4 Megapixel Network IR Outdoor Dome Camera, 2.8-12mm Lens
Vitek | VTD-TNMD4RFS-2 | 252 | The VTD-TNMD4RFS-2 from Vitek is a 4 megapixel network IR indoor/outdoor dome camera, 2.8mm lens. Transcendent High Definition 4 Megapixel IP Network Camera offer unprecedented performance and value. This simple, easy to install, attractively styled, IP Network Camera transmit over remote viewing via CMS, Internet Explorer, and iOS & Android Apps.,Features,1/3â€ 4.0 Megapixel Progressive Scan CMOS image sensor,Up to 30fps live view @ 4 MegaPixel (2592x1520),10 Infrared LEDâ€™s with 65â€™ IR Range,120dB Super Wide Dynamic Range (WDR),True Mechanical Day/Night function by ICR,XD-DNR (2D-DNR & 3D-DNR) Noise Reduction,Fully Programmable Intelligent Analytics including Object Removal/Museum Search, Line Crossing, and Area Intrusion Detection,H.265/H.264/MJPEG Triple Streaming,Secondary Video Output (CVBS),Remote Viewing via CMS, Internet Explorer, and iOS & Android Apps,ONVIF Compliant,MicroSD memory card slot for Local recording supporting up to 128GB MicroSDXC cards,IP66 Weather Resistance & IK10 Impact Resistance Rating,Built-In Microphone,12VDC & PoE (Power over Ethernet) Operation | SKU:VTD-TNMD4RFS-2,Manufacturer:Vitek,Features:Audio, Auto Gain Control, Day/Night, Digital Noise Reduction, ONVIF, Vandal Resistant, Weather Resistant, Wide Dynamic Range,Camera Signal :Network IP,Connection Type:Wired,Infrared Distance:61~100 Feet,Resolution:4 Megapixel,Lens Type:Fixed,Lens Size:2.8mm,Mount Type:Ceiling, Wall,Compression Method:H.264, M-JPEG, H.265,Durability:Indoor, Vandal Resistant, Weather Resistant,Voltage:12vDC, PoE,Dimensions (W x H):4.33â€ x 2.28â€ (110 Ã— 58mm) Dia x H,Image Device:1/3â€ 4.0 Megapixel Progressive Scan CMOS,IR LEDs:10,Minimum Scene Illumination:0 Lux (IR LED ON),Operating Humidity:10%~90% Humidity,Operating Temperature:-4~122,Power Consumption:12VDC: 188mA (IR Off) / 292mA (IR On), PoE: 3.5W (IRâ€™s off) / 4.5W (IRâ€™s on),Protocols:ONVIF,Weatherproof:IP66,Digital Noise Reduction:2D-DNR & 3D-DNR,IR Distance:19.81m/65ft,Audio:Yes,Auto Gain Control:Yes,Day/Night:Yes,Digital Noise Reduction:Yes,Wide Dynamic Range:Yes,ONVIF:Yes | 4 Megapixel |  | VTD-TNMD4RFS-2 | Vitek VTD-TNMD4RFS-2 4 Megapixel Network IR Indoor/Outdoor Dome Camera, 2.8mm Lens
Vivotek | FD8377-EHTV | 457.5 | The FD8377-EHTV from Vivotek is a series of outdoor dome network cameras equipped with a 4MP sensor enabling resolution of 2688x1520 at 30 fps. Featuring Vivotek SNV and WDR Pro technology, the FD8377-(E)HTV series is capable of capturing high quality images whether in high contrast or low light environments, The FD8377-EHTV includes a remote focus lens for different monitoring range demands and is equipped with 30-meter IR illuminators for improved night visibility. For harsh outdoor environments, the FD8377-(E)HTV series is encased in an IP66 and IK10-rated housing, capable of operating from -50Â°C to 50Â°C (FD8377-EHTV)., Through employing Vivotek's Smart Stream II technology, the FD8377-EHTV provides great image quality while still maintaining low bandwidth. Additionally, VADP (Vivotek Application Development Platform) allows users to add customized applications for various user scenarios.,Features,30 fps @ 2688x1520,Real-time H.264, MJPEG Compression (Dual Codec),2.8 ~ 12 mm, Remote Focus, P-iris Lens,Removable IR-cut Filter for Day & Night Function,IR Illuminators up to 30M with Smart IR II,SNV (Supreme Night Visibility) for Low Light Conditions,WDR Pro for Unparalleled Visibility in Extremely Bright and Dark Environments (supports up to 3.6MP, 24 fps @ 2560x1440),Smart Stream II to Optimize Bandwidth Efficiency,3D Noise Reduction,Weather-proof IP66-rated and Vandal-proof IK10-rated Housing,Built-in MicroSD/SDHC/SDXC Card Slot for On-board Storage | SKU:FD8377-EHTV,Manufacturer:Vivotek,Features:Audio, Auto Gain Control, Automatic White Balance, Back Light Compensation, Bright Light Masking, Day/Night, Digital Noise Reduction, Digital Zoom, Mirror, Motion Detection Tracking, ONVIF, Privacy Masking, Vandal Resistant, Weather Resistant, Wide Dynamic Range,Camera Signal :Network IP,Connection Type:Wired,Infrared Distance:61~100 Feet,Resolution:4 Megapixel,Lens Type:Varifocal,Lens Size:2.8-12mm,Mount Type:Ceiling, Wall,Compression Method:H.264, M-JPEG,Durability:Vandal Resistant, Weather Resistant,Voltage:12vDC, PoE,Dimensions (W x H):Ã˜ 155 x 104 mm,Electronic Shutter:1/5 sec. to 1/16,000 sec,Image Device:1/3" Progressive CMOS,Image Pixels-Effective:4,Minimum Scene Illumination:0.1 Lux @ F1.4 (Color) , 0.01 Lux @ F1.4 (B/W) , 0 Lux with IR illumination on,Operating Humidity:90%,Operating Temperature:Starting Temperature: -40Â°C ~ 50Â°C (-40Â°F ~ 122Â°F) , Working Temperature: -50Â°C ~ 50Â°C (-58Â°F ~ 122Â°F),Power Consumption:Max. 23 W,Protocols:IPv4, IPv6, TCP/IP, HTTP, HTTPS, UPnP, RTSP/ RTP/RTCP, IGMP, SMTP, FTP, DHCP, NTP, DNS, DDNS, PPPoE, CoS, QoS, SNMP, 802.1X, UDP, ICMP, ARP, TLS,S/N Ratio:68 dB,Weatherproof:IP66,Digital Noise Reduction:3D,Angle of View:32Â° ~ 93Â° (Horizontal) , 18Â° ~ 50Â° (Vertical) , 37Â° ~ 110Â° (Diagonal),Rotation Angle:180Â°,Motion Detection Tracking:Five-window video motion detection,IR Distance:30m / 98.42ft,Audio:Yes,Auto Gain Control:Yes,Day/Night:Yes,Digital Noise Reduction:Yes,Automatic White Balance:Yes,Back Light Compensation:Yes,Motion Detection Tracking:Yes,Wide Dynamic Range:Yes,Mirror:Yes,ONVIF:Yes,Digital Zoom:Yes | 4 Megapixel |  | FD8377-EHTV | Vivotek FD8377-EHTV 4 Megapixel Network IR Outdoor Dome Camera, 2.8-12mm Lens
Vivotek | FD8377-HTV | 405 | The FD8377-HTV from Vivotek is an outdoor dome network cameras equipped with a 4MP sensor enabling resolution of 2688x1520 at 30 fps. Featuring Vivotek SNV and WDR Pro technology, the FD8377-(E)HTV series is capable of capturing high quality images whether in high contrast or low light environments., The FD8377-HTV includes a remote focus lens for different monitoring range demands and is equipped with 30-meter IR illuminators for improved night visibility. For harsh outdoor environments, the FD8377-(E)HTV series is encased in an IP66 and IK10-rated housing, capable of operating from -50Â°C to 50Â°C., Through employing Vivotek's Smart Stream II technology, the FD8377-HTV provides great image quality while still maintaining low bandwidth. Additionally, VADP (Vivotek Application Development Platform) allows users to add customized applications for various user scenarios.,Features,30 fps @ 2688x1520,Real-time H.264, MJPEG Compression (Dual Codec),2.8 ~ 12 mm, Remote Focus, P-iris Lens,Removable IR-cut Filter for Day & Night Function,IR Illuminators up to 30M with Smart IR II,SNV (Supreme Night Visibility) for Low Light Conditions,WDR Pro for Unparalleled Visibility in Extremely Bright and Dark Environments (supports up to 3.6MP, 24 fps @ 2560x1440),Smart Stream II to Optimize Bandwidth Efficiency,3D Noise Reduction,Weather-proof IP66-rated and Vandal-proof IK10-rated Housing,Built-in MicroSD/SDHC/SDXC Card Slot for On-board Storage | SKU:FD8377-HTV,Manufacturer:Vivotek,Features:Audio, Auto Gain Control, Automatic White Balance, Back Light Compensation, Bright Light Masking, Day/Night, Digital Noise Reduction, Digital Zoom, Mirror, Motion Detection Tracking, ONVIF, Privacy Masking, Self Recording, Vandal Resistant, Weather Resistant, Wide Dynamic Range,Camera Signal :Network IP,Connection Type:Wired,Infrared Distance:61~100 Feet,Resolution:4 Megapixel,Lens Type:Varifocal,Lens Size:2.8-12mm,Mount Type:Ceiling, Wall,Compression Method:H.264, M-JPEG,Durability:Vandal Resistant, Weather Resistant,Voltage:12vDC, PoE,Dimensions (W x H):Ã˜ 155 x 104 mm,Electronic Shutter:1/5 sec. to 1/16,000 sec,Image Device:1/3" Progressive CMOS,Image Pixels-Effective:4,Minimum Scene Illumination:0.1 Lux @ F1.4 (Color) , 0.01 Lux @ F1.4 (B/W) , 0 Lux with IR illumination on,Operating Humidity:90%,Operating Temperature:Starting Temperature: -10Â°C ~ 50Â°C (14Â°F ~ 122Â°F) , Working Temperature: -30Â°C ~ 50Â°C (-22Â°F ~ 122Â°F),Power Consumption:Max. 11 W,Protocols:IPv4, IPv6, TCP/IP, HTTP, HTTPS, UPnP, RTSP/ RTP/RTCP, IGMP, SMTP, FTP, DHCP, NTP, DNS, DDNS, PPPoE, CoS, QoS, SNMP, 802.1X, UDP, ICMP, ARP, TLS,S/N Ratio:68 dB,Weatherproof:IP66,Digital Noise Reduction:3D,Angle of View:32Â° ~ 93Â° (Horizontal) , 18Â° ~ 50Â° (Vertical) , 37Â° ~ 110Â° (Diagonal),Rotation Angle:180Â°,Motion Detection Tracking:Five-window video motion detection,IR Distance:30m / 98.42ft,Audio:Yes,Auto Gain Control:Yes,Day/Night:Yes,Digital Noise Reduction:Yes,Automatic White Balance:Yes,Back Light Compensation:Yes,Motion Detection Tracking:Yes,Wide Dynamic Range:Yes,Mirror:Yes,ONVIF:Yes,Digital Zoom:Yes | 4 Megapixel |  | FD8377-HTV | Vivotek FD8377-HTV 4 Megapixel Network IR Outdoor Dome Camera, 2.8-12mm Lens
Vivotek | FD8177-HT | 360 | The FD8177-HT from Vivotek is an indoor dome network camera equipped with a 4MP sensor enabling resolution of 2688x1520 at 30 fps. Featuring Vivotek SNV and WDR Pro technology, FD8177- HT is capable of capturing high quality images whether in high contrast or low light environments., The FD8177-HT includes a remote focus lens for different monitoring range demands and is equipped with 30-meter IR illuminators for improved night visibility. To further enhance indoor applications, a PIR sensor is built-in to detect unexpected events., Through employing Vivotek's Smart Stream II technology, the FD8177-HT provides great image quality while still maintaining low bandwidth. Additionally, VADP (Vivotek Application Development Platform) allows users to add customized applications for various user scenarios.,Features,30 fps @ 2688x1520,Real-time H.264, MJPEG Compression (Dual Codec),2.8 ~ 12 mm, Remote Focus, P-iris Lens,Removable IR-cut Filter for Day & Night Function,IR Illuminators up to 30M with Smart IR II,SNV (Supreme Night Visibility) for Low Light Conditions,WDR Pro for Unparalleled Visibility in Extremely Bright and Dark Environments (supports up to 3.6MP, 24 fps @ 2560x1440),Smart Stream II to Optimize Bandwidth Efficiency,3D Noise Reduction,Built-in MicroSD/SDHC/SDXC Card Slot for On-board Storage,Supports ONVIF Standard to Simplify Integration and Enhance Interoperability | SKU:FD8177-HT,Manufacturer:Vivotek,Features:Audio, Auto Gain Control, Automatic White Balance, Back Light Compensation, Day/Night, Digital Noise Reduction, Digital Zoom, Mirror, Motion Detection Tracking, ONVIF, Privacy Masking, Wide Dynamic Range,Camera Signal :Network IP,Connection Type:Wired,Infrared Distance:61~100 Feet,Resolution:4 Megapixel,Lens Type:Varifocal,Lens Size:2.8-12mm,Mount Type:Ceiling, Wall,Compression Method:H.264, M-JPEG,Durability:Indoor,Voltage:12vDC, PoE,Dimensions (W x H):Ã˜ 139 x 104 mm,Electronic Shutter:1/5 sec. to 1/16,000 sec,Image Device:1/3" Progressive CMOS ,Image Pixels-Effective:4,Minimum Scene Illumination:0.1 Lux @ F1.4 (Color) , 0.01 Lux @ F1.4 (B/W) , 0 Lux with IR illumination on,Operating Humidity:90%,Operating Temperature:Starting Temperature: 0Â°C ~ 50Â°C (32Â°F ~ 122Â°F) , Working Temperature: -10Â°C ~ 50Â°C (14Â°F ~ 122Â°F)(IR off) , Working Temperature: -10Â°C ~ 40Â°C (14Â°F ~ 104Â°F)(IR on),Power Consumption:Max. 11 W,Protocols:IPv4, IPv6, TCP/IP, HTTP, HTTPS, UPnP, RTSP/ RTP/RTCP, IGMP, SMTP, FTP, DHCP, NTP, DNS, DDNS, PPPoE, CoS, QoS, SNMP, 802.1X, UDP, ICMP, ARP, TLS,S/N Ratio:68 dB,Digital Noise Reduction:3D,Angle of View:32Â° ~ 93Â° (Horizontal) , 18Â° ~ 50Â° (Vertical) , 37Â° ~ 110Â° (Diagonal),Rotation Angle:180Â°,Motion Detection Tracking:Five-window video motion detection,IR Distance:30m / 98.42ft,Audio:Yes,Auto Gain Control:Yes,Day/Night:Yes,Digital Noise Reduction:Yes,Automatic White Balance:Yes,Back Light Compensation:Yes,Motion Detection Tracking:Yes,Wide Dynamic Range:Yes,Mirror:Yes,ONVIF:Yes,Digital Zoom:Yes | 4 Megapixel |  | FD8177-HT | Vivotek FD8177-HT 4 Megapixel Network IR Indoor Dome Camera, 2.8-12mm Lens
Hikvision | DS-2CD2345FWD-I 2.8MM | 193.37 | The DS-2CD2345FWD-I-2-8MM from Hikvision is a turret dome camera, 4 megapixel, H.265+, 2.8mm lens, day / night, 120dB WDR, EXIR 2.0 (30m), IP67, PoE / 12VDC.,Features,1/2.5" Progressive Scan CMOS,2688 Ã— 1520@30 fps,2.8mm fixed lens,H.265+, H.265, H.264+, H.264,4 Behavior analyses,120dB WDR,Powered by Darkfighter,IR range: up to 30 m,BLC / 3D DNR / ROI / HLC,IP67,Built-in microSD / SDHC / SDXC card slot, up to 128 GB,Color: 0.008 lux @(F1.2, AGC ON), 0.014 lux @(F1.6, AGC ON), 0 lux with IR | SKU:DS-2CD2345FWD-I-2-8MM,Manufacturer:Hikvision,Features:Auto Gain Control, Automatic White Balance, Back Light Compensation, Day/Night, Digital Noise Reduction, Flickerless, Mirror, Motion Detection Tracking, ONVIF, Privacy Masking, Weather Resistant, Wide Dynamic Range,Camera Signal :Network IP,Connection Type:Wired,Infrared Distance:61~100 Feet,Resolution:4 Megapixel,Lens Type:Fixed,Lens Size:2.8mm,Mount Type:Ceiling, Wall,Compression Method:H.264, M-JPEG, H.265, H.264+, H.265+,Durability:Weather Resistant,Voltage:PoE,Dimensions (W x H):Î¦ 127.3 Ã— 95.9 mm (Î¦5" Ã— 3. 8"),Electronic Shutter:1/3 s to 1/100,000 s,Image Device:1/2.5" Progressive Scan CMOS,IR Wavelength:850nm,Minimum Scene Illumination:Color: 0.008 lux @(F1.2, AGC ON), 0.014 lux @(F1.6, AGC ON), 0 lux with IR,Operating Humidity:95% or less (non-condensing),Operating Temperature:-30 Â°C to +60 Â°C (-22 Â°F to +140 Â°F),Power Consumption:12 VDC: max. 6 W, PoE (802.3af, 36V to 57V): max. 7.5 W,Protocols:TCP/IP, ICMP, HTTP, HTTPS, FTP, DHCP, DNS, DDNS, RTP, RTSP, RTCP, PPPoE, NTP, UPnP, SMTP, SNMP, IGMP, 802.1X, QoS, IPv6, Bonjour,Weatherproof:IP67,Digital Noise Reduction:3D DNR,Angle of View:horizontal FOV: 109Â°, vertical FOV: 60Â°, diagonal FOV: 131Â°,Rotation Angle:0Â° to 360Â°,IR Distance:30m/98.42ft,Auto Gain Control:Yes,Day/Night:Yes,Digital Noise Reduction:Yes,Automatic White Balance:Yes,Back Light Compensation:Yes,Flickerless:Yes,Motion Detection Tracking:Yes,Privacy Masking:Yes,Wide Dynamic Range:Yes,Mirror:Yes,ONVIF:Yes | 4 Megapixel |  | DS-2CD2345FWD-I-2-8MM | Hikvision DS-2CD2345FWD-I-2-8MM 4 Megapixel Outdoor Day / Night IR Fixed Network Dome Camera, 2.8mm Lens, PoE / 12VDC
Hikvision | DS-2CD2345FWD-I 4MM | 193 | The DS-2CD2345FWD-I-4MM from Hikvision is a turret dome camera, 4 megapixels, H.265+, 4mm lens, day / night, 120dB WDR, EXIR 2.0 (30m), IP67, PoE / 12VDC.,Features,1/2.5" Progressive Scan CMOS,2688 Ã— 1520@30 fps,4mm fixed lens,H.265+, H.265, H.264+, H.264,4 Behavior analyses,120dB WDR,Powered by Darkfighter,IR range: up to 30 m,BLC / 3D DNR / ROI / HLC,IP67,Built-in microSD / SDHC / SDXC card slot, up to 128 GB,Color: 0.008 lux @(F1.2, AGC ON), 0.014 lux @(F1.6, AGC ON), 0 lux with IR | SKU:DS-2CD2345FWD-I-4MM,Manufacturer:Hikvision,Features:Auto Gain Control, Automatic White Balance, Back Light Compensation, Day/Night, Digital Noise Reduction, Flickerless, Mirror, Motion Detection Tracking, ONVIF, Privacy Masking, Weather Resistant, Wide Dynamic Range,Camera Signal :Network IP,Connection Type:Wired,Infrared Distance:61~100 Feet,Resolution:4 Megapixel,Lens Type:Fixed,Lens Size:4mm,Mount Type:Ceiling, Wall,Compression Method:H.264, M-JPEG, H.265, H.264+, H.265+,Durability:Weather Resistant,Voltage:PoE,Dimensions (W x H):Î¦ 127.3 Ã— 95.9 mm (Î¦5" Ã— 3. 8"),Electronic Shutter:1/3 s to 1/100,000 s,Image Device:1/2.5" Progressive Scan CMOS,IR Wavelength:850nm,Minimum Scene Illumination:Color: 0.008 lux @(F1.2, AGC ON), 0.014 lux @(F1.6, AGC ON), 0 lux with IR,Operating Humidity:95% or less (non-condensing),Operating Temperature:-30 Â°C to +60 Â°C (-22 Â°F to +140 Â°F),Power Consumption:12 VDC: max. 6 W, PoE (802.3af, 36V to 57V): max. 7.5 W,Protocols:TCP/IP, ICMP, HTTP, HTTPS, FTP, DHCP, DNS, DDNS, RTP, RTSP, RTCP, PPPoE, NTP, UPnP, SMTP, SNMP, IGMP, 802.1X, QoS, IPv6, Bonjour,Weatherproof:IP67,Digital Noise Reduction:3D DNR,Angle of View:horizontal FOV: 88Â°, vertical FOV: 46Â°, diagonal FOV: 105Â°,Rotation Angle:0Â° to 360Â°,IR Distance:30m/98.42ft,Auto Gain Control:Yes,Day/Night:Yes,Digital Noise Reduction:Yes,Automatic White Balance:Yes,Back Light Compensation:Yes,Flickerless:Yes,Motion Detection Tracking:Yes,Privacy Masking:Yes,Wide Dynamic Range:Yes,Mirror:Yes,ONVIF:Yes | 4 Megapixel |  | DS-2CD2345FWD-I-4MM | Hikvision DS-2CD2345FWD-I-4MM 4 Megapixel Outdoor Day / Night IR Fixed Network Dome Camera, 4mm Lens, PoE / 12VDC
Hikvision | DS-2CD2545FWD-IS 2-8MM | 201.72 | The DS-2CD2545FWD-IS-2-8MM from Hikvision is a 4 megapixel outdoor network IR mini dome camera, 2.8mm lens.,Features,1/2.5" Progressive Scan CMOS,2688 Ã— 1520@30 fps,2.8 mm fixed lens,H.265+, H.265, H.264+, H.264,120dB WDR,Color: 0.008 Lux @(F1.2, AGC ON), 0.014 lux @(F1.6, AGC ON), 0 lux with ,IR,BLC/3D DNR/ROI/HLC,IP66,Powered by Darkfighter,Built-in microSD/SDHC/SDXC card slot, up to 128 GB,Wi-Fi connection (Optional) | SKU:DS-2CD2545FWD-IS-2-8MM,Manufacturer:Hikvision,Features:Audio, Auto Gain Control, Automatic White Balance, Back Light Compensation, Day/Night, Digital Noise Reduction, Flickerless, Mirror, Motion Detection Tracking, ONVIF, Privacy Masking, Vandal Resistant, Weather Resistant, Wide Dynamic Range,Camera Signal :Network IP,Connection Type:Wired,Infrared Distance:0~60 Feet,Resolution:4 Megapixel,Lens Type:Fixed,Lens Size:2.8mm,Mount Type:Ceiling, Wall,Compression Method:H.264, M-JPEG, H.265, H.264+, H.265+,Durability:Vandal Resistant, Weather Resistant,Voltage:12vDC, PoE,Dimensions (W x H):Î¦110 mm Ã— 56.4 mm (Î¦4.3" Ã— 2.2"),Electronic Shutter:1/3 s to 1/100,000 s,Image Device:1/2.5" Progressive Scan CMOS,IR Wavelength:850nm,Minimum Scene Illumination:Color: 0.008 Lux @ (F1.2, AGC ON), 0.014 lux @(F1.6, AGC ON), 0 lux with IR,Operating Humidity:95% or less (non-condensing),Operating Temperature:-30 Â°C to +60 Â°C (-22 Â°F to +140 Â°F),Protocols:TCP/IP, ICMP, HTTP, HTTPS, FTP, DHCP, DNS, DDNS, RTP, RTSP, RTCP, PPPoE, NTP, UPnPâ„¢, SMTP, SNMP, IGMP, QoS, IPv6,Weatherproof:IP66,Digital Noise Reduction:3D DNR,Angle of View:Horizontal field of view: 109Â°, Vertical field of view: 60Â°, Diagonal field of view: 131Â°,Rotation Angle:0Â°to 360Â°,IR Distance:10m/32.80ft,Audio:Yes,Auto Gain Control:Yes,Day/Night:Yes,Digital Noise Reduction:Yes,Automatic White Balance:Yes,Back Light Compensation:Yes,Flickerless:Yes,Motion Detection Tracking:Yes,Privacy Masking:Yes,Wide Dynamic Range:Yes,Mirror:Yes,ONVIF:Yes | 4 Megapixel |  | DS-2CD2545FWD-IS-2-8MM | Hikvision DS-2CD2545FWD-IS-2-8MM 4 Megapixel Outdoor Network IR Mini Dome Camera, 2.8mm Lens
Hikvision | DS-2CD2545FWD-IS 6MM | 187.95 | The DS-2CD2545FWD-IS-6MM from Hikvision is a compact dome camera, 4 megapixel, H.265+, 6mm lens, day/night, 120dB WDR, IR (10m), basic smart suite3, IP66/IK8, PoE/12VDC.,Features,1/2.5" Progressive Scan CMOS,2688 Ã— 1520@30 fps,6mm fixed lens,H.265+, H.265, H.264+, H.264,120dB WDR,Color: 0.008 Lux @ (F1.2, AGC ON), 0.014 lux @(F1.6, AGC ON), 0 lux with IR,BLC/3D DNR/ROI/HLC,IP66,Built-in microSD/SDHC/SDXC card slot, up to 128 GB | SKU:DS-2CD2545FWD-IS-6MM,Manufacturer:Hikvision,Features:Audio, Auto Gain Control, Back Light Compensation, Day/Night, Digital Noise Reduction, Flickerless, Mirror, Motion Detection Tracking, ONVIF, Privacy Masking, Vandal Resistant, Weather Resistant, Wide Dynamic Range,Camera Signal :Network IP,Connection Type:Wired,Infrared Distance:0~60 Feet,Resolution:4 Megapixel,Lens Type:Fixed,Lens Size:6mm,Mount Type:Ceiling, Wall,Compression Method:H.264, M-JPEG, H.265, H.264+, H.265+,Durability:Vandal Resistant, Weather Resistant,Voltage:PoE,Dimensions (W x H):Î¦110 mm Ã— 56.4 mm (Î¦4.3" Ã— 2.2"),Electronic Shutter:1/3 s to 1/100,000 s,Image Device:1/2.5" Progressive Scan CMOS,IR Wavelength:850nm,Minimum Scene Illumination:Color: 0.008 Lux @ (F1.2, AGC ON), 0.014 lux @(F1.6, AGC ON), 0 lux with IR,Operating Humidity:95% or less (non-condensing),Operating Temperature:-30 Â°C to +60 Â°C (-22 Â°F to +140 Â°F),Power Consumption:12 VDC: max. 8.5W, PoE (802.3af, 36V to 57V): max. 10W,Protocols:TCP/IP, ICMP, HTTP, HTTPS, FTP, DHCP, DNS, DDNS, RTP, RTSP, RTCP, PPPoE, NTP, UPnPâ„¢, SMTP, SNMP, IGMP, QoS, IPv6,Weatherproof:IP66,Digital Noise Reduction:3D DNR,Angle of View:Horizontal field of view: 53Â°, Vertical field of view: 30Â°, Diagonal field of view: 61Â°,Rotation Angle:0Â°to 360Â°,IR Distance:10m/32.80ft,Audio:Yes,Auto Gain Control:Yes,Day/Night:Yes,Digital Noise Reduction:Yes,Back Light Compensation:Yes,Flickerless:Yes,Motion Detection Tracking:Yes,Privacy Masking:Yes,Wide Dynamic Range:Yes,Mirror:Yes,ONVIF:Yes | 4 Megapixel |  | DS-2CD2545FWD-IS-6MM | Hikvision DS-2CD2545FWD-IS-6MM 4 Megapixel Outdoor Day/Night IR Fixed Mini Dome Network Camera, 6mm Lens, PoE/12VDC
Hikvision | DS-2CD2345FWD-I 6MM | 191.81 | The DS-2CD2345FWD-I-6MM from Hikvision is a turret dome camera, 4 megapixels, H.265+, 6mm lens, day / night, 120dB WDR, EXIR 2.0 (30m), IP67, PoE / 12VDC.,Features,1/2.5" Progressive Scan CMOS,2688 Ã— 1520@30 fps,6mm fixed lens,H.265+, H.265, H.264+, H.264,4 Behavior analyses,120dB WDR,Powered by Darkfighter,IR range: up to 30 m,BLC / 3D DNR / ROI / HLC,IP67,Built-in microSD / SDHC / SDXC card slot, up to 128 GB,Color: 0.008 lux @(F1.2, AGC ON), 0.014 lux @(F1.6, AGC ON), 0 lux with IR | SKU:DS-2CD2345FWD-I-6MM,Manufacturer:Hikvision,Features:Auto Gain Control, Automatic White Balance, Back Light Compensation, Day/Night, Digital Noise Reduction, Flickerless, Mirror, Motion Detection Tracking, ONVIF, Privacy Masking, Weather Resistant, Wide Dynamic Range,Camera Signal :Network IP,Connection Type:Wired,Infrared Distance:61~100 Feet,Resolution:4 Megapixel,Lens Type:Fixed,Lens Size:6mm,Mount Type:Ceiling, Wall,Compression Method:H.264, M-JPEG, H.265, H.264+, H.265+,Durability:Weather Resistant,Voltage:PoE,Dimensions (W x H):Î¦ 127.3 Ã— 95.9 mm (Î¦5" Ã— 3. 8"),Electronic Shutter:1/3 s to 1/100,000 s,Image Device:1/2.5" Progressive Scan CMOS,IR Wavelength:850nm,Minimum Scene Illumination:Color: 0.008 lux @(F1.2, AGC ON), 0.014 lux @(F1.6, AGC ON), 0 lux with IR,Operating Humidity:95% or less (non-condensing),Operating Temperature:-30 Â°C to +60 Â°C (-22 Â°F to +140 Â°F),Power Consumption:12 VDC: max. 6 W, PoE (802.3af, 36V to 57V): max. 7.5 W,Protocols:TCP/IP, ICMP, HTTP, HTTPS, FTP, DHCP, DNS, DDNS, RTP, RTSP, RTCP, PPPoE, NTP, UPnP, SMTP, SNMP, IGMP, 802.1X, QoS, IPv6, Bonjour,Weatherproof:IP67,Digital Noise Reduction:3D DNR,Angle of View:horizontal FOV: 53Â°, vertical FOV: 30Â°, diagonal FOV: 61Â°,Rotation Angle:0Â° to 360Â°,IR Distance:30m/98.42ft,Auto Gain Control:Yes,Day/Night:Yes,Digital Noise Reduction:Yes,Automatic White Balance:Yes,Back Light Compensation:Yes,Flickerless:Yes,Motion Detection Tracking:Yes,Privacy Masking:Yes,Wide Dynamic Range:Yes,Mirror:Yes,ONVIF:Yes | 4 Megapixel |  | DS-2CD2345FWD-I-6MM | Hikvision DS-2CD2345FWD-I-6MM 4 Megapixel Outdoor Day / Night IR Fixed Network Dome Camera, 6mm Lens, PoE / 12VDC
Hikvision | ECI-T24F2 | 94.16 | The ECI-T24F2 from Hikvision is a 4 megapixel network IR outdoor dome camera, 2.8mm lens. | SKU:ECI-T24F2,Manufacturer:Hikvision,Features:Auto Gain Control, Day/Night, Weather Resistant, Wide Dynamic Range,Camera Signal :Network IP,Connection Type:Wired,Infrared Distance:61~100 Feet,Resolution:4 Megapixel,Lens Type:Fixed,Lens Size:2.8mm,Mount Type:Ceiling, Wall,Compression Method:H.264+,Durability:Weather Resistant,Voltage:PoE,Weatherproof:IP67,IR Distance:30m/98.42ft,Auto Gain Control:Yes,Day/Night:Yes,Wide Dynamic Range:Yes | 4 Megapixel |  | ECI-T24F2 | Hikvision ECI-T24F2 4 Megapixel Network IR Outdoor Dome Camera, 2.8mm Lens
Hikvision | ECI-T64Z2 | 266.63 | The ECI-T64Z2 from Hikvision is a 4 megapixel network IR outdoor dome camera, 2.8-12mm lens. | SKU:ECI-T64Z2,Manufacturer:Hikvision,Features:Auto Gain Control, Day/Night, Weather Resistant, Wide Dynamic Range,Camera Signal :Network IP,Connection Type:Wired,Infrared Distance:61~100 Feet,Resolution:4 Megapixel,Lens Type:Varifocal,Lens Size:2.8-12mm,Mount Type:Ceiling, Wall,Compression Method:H.264+,Durability:Weather Resistant,Voltage:PoE,Weatherproof:IP67,IR Distance:30m/98.42ft,Auto Gain Control:Yes,Day/Night:Yes,Wide Dynamic Range:Yes | 4 Megapixel |  | ECI-T64Z2 | Hikvision ECI-T64Z2 4 Megapixel Network IR Outdoor Dome Camera, 2.8-12mm Lens
Hikvision | ECI-D14F2 | 94.16 | The Hikvision Outdoor IR Dome Camera provides high definition network output. It supports H.265+ video compression technology, which assures savings in bandwidth and storage. EXIR 2.0 technology allows for viewing up to a range of 100 feet (30 meters).,Features,1/3" (4 MP) Progressive Scan CMOS,Up to 2560 x 1440 Resolution,Up to 100 ft (30 m) EXIR 2.0 Range,H.265+/H.265/H.264+/H.264/MJPEG,120 dB True WDR Produces Clearer Image,2-Axis Positioning: Pan and Tilt,IP67, IK10 Protection,Durable Metal Housing,12 VDC Â±25% (PoE IEEE802.3af), Max. 7 W | SKU:eci-d14f2,Manufacturer:Hikvision,Camera Signal :Network IP,Connection Type:Wired,Infrared Distance:61~100 Feet,Resolution:4 Megapixel,Lens Type:Fixed,Lens Size:2.8mm,Mount Type: Ceiling, Wall ,Compression Method: H.264+ , H.265 , H.265+ , M-JPEG, H.264 ,Durability: Vandal Resistant, Weather Resistant ,Voltage: PoE, 12vDV ,Dimensions (W x H):Ã˜4.4" x 3.2" (Ã˜111 mm x 82.4 mm),Electronic Shutter:1/3 s to 1/100, 000 s,Image Device:1/3" (4 MP) progressive scan CMOS,IR Wavelength:850 nm,Minimum Scene Illumination:Color: 0.15 lux @ (Æ’/2.0, AGC on); B/W: 0.03 lux @ (Æ’/2.0, AGC on), 0 lux with IR,Operating Humidity:95% or less (non-condensing),Operating Temperature:-22Â° to 140Â° F (-30Â° to 60Â° C),Power Consumption:12 VDC, 0.45 A, maximum: 5.5 W; PoE: (802.3af, 36 V to 57 V), 0.2 A to 0.1 A, maximum: 7 W,Protocols:TCP/IP, ICMP, HTTP, HTTPS, FTP, DHCP, DNS, DDNS, RTP, RTSP, RTCP, NTP, UPnP, SMTP, IGMP, 802.1x, QoS, IPv6, UDP, Bonjour,Weatherproof:IP67,Digital Noise Reduction:3D DNR,Angle of View:Horizontal FOV 100Â°, vertical FOV 55Â°, diagonal FOV: 117Â°,IR Distance:30m/100ft,Auto Gain Control:Yes,Day/Night:Yes,Digital Noise Reduction:Yes,Automatic White Balance:Yes,Back Light Compensation:Yes,Flickerless:Yes,Motion Detection Tracking:Yes,Privacy Masking:Yes,Wide Dynamic Range:Yes,Mirror:Yes,ONVIF:Yes | 4 Megapixel |  | eci-d14f2 | Hikvision eci-d14f2 4 Megapixel Outdoor IR Network Dome Camera, 2.8mm Lens
Hikvision | ECI-D14F4 | 100.17 | The Hikvision Outdoor IR Dome Camera provides high definition network output. It supports H.265+ video compression technology, which assures savings in bandwidth and storage. EXIR 2.0 technology allows for viewing up to a range of 100 feet (30 meters).,Features,1/3" (4 MP) Progressive Scan CMOS,Up to 2560 x 1440 Resolution,Up to 100 ft (30 m) EXIR 2.0 Range,H.265+/H.265/H.264+/H.264/MJPEG,120 dB True WDR Produces Clearer Image,2-Axis Positioning: Pan and Tilt,IP67, IK10 Protection,Durable Metal Housing,12 VDC Â±25% (PoE IEEE802.3af), Max. 7 W | SKU:ECI-D14F4,Manufacturer:Hikvision,Camera Signal :Network IP,Connection Type:Wired,Infrared Distance:61~100 Feet,Resolution:4 Megapixel,Lens Type:Fixed,Lens Size:4mm,Mount Type: Ceiling, Wall ,Compression Method: H.264+ , H.265 , H.265+ , M-JPEG, H.264 ,Durability: Vandal Resistant, Weather Resistant ,Voltage: PoE, 12vDV ,Dimensions (W x H):Ã˜4.4" x 3.2" (Ã˜111 mm x 82.4 mm),Electronic Shutter:1/3 s to 1/100, 000 s,Image Device:1/3" (4 MP) progressive scan CMOS,IR Wavelength:850 nm,Minimum Scene Illumination:Color: 0.15 lux @ (Æ’/2.0, AGC on); B/W: 0.03 lux @ (Æ’/2.0, AGC on), 0 lux with IR,Operating Humidity:95% or less (non-condensing),Operating Temperature:-22Â° to 140Â° F (-30Â° to 60Â° C),Power Consumption:12 VDC, 0.45 A, maximum: 5.5 W; PoE: (802.3af, 36 V to 57 V), 0.2 A to 0.1 A, maximum: 7 W,Protocols:TCP/IP, ICMP, HTTP, HTTPS, FTP, DHCP, DNS, DDNS, RTP, RTSP, RTCP, NTP, UPnP, SMTP, IGMP, 802.1x, QoS, IPv6, UDP, Bonjour,Weatherproof:IP67,Digital Noise Reduction:3D DNR,Angle of View:Horizontal FOV 77Â°, vertical FOV 42Â°, diagonal FOV: 90Â°,IR Distance:30m/100ft,Auto Gain Control:Yes,Day/Night:Yes,Digital Noise Reduction:Yes,Automatic White Balance:Yes,Back Light Compensation:Yes,Flickerless:Yes,Motion Detection Tracking:Yes,Privacy Masking:Yes,Wide Dynamic Range:Yes,Mirror:Yes,ONVIF:Yes | 4 Megapixel |  | ECI-D14F4 | Hikvision ECI-D14F4 4 Megapixel Outdoor IR Network Dome Camera, 4mm Lens
Hikvision | ECI-D14F6 | 94.16 | The Hikvision Outdoor IR Dome Camera provides high definition network output. It supports H.265+ video compression technology, which assures savings in bandwidth and storage. EXIR 2.0 technology allows for viewing up to a range of 100 feet (30 meters).,Features,1/3" (4 MP) Progressive Scan CMOS,Up to 2560 x 1440 Resolution,Up to 100 ft (30 m) EXIR 2.0 Range,H.265+/H.265/H.264+/H.264/MJPEG,120 dB True WDR Produces Clearer Image,2-Axis Positioning: Pan and Tilt,IP67, IK10 Protection,Durable Metal Housing,12 VDC Â±25% (PoE IEEE802.3af), Max. 7 W | SKU:ECI-D14F6,Manufacturer:Hikvision,Camera Signal :Network IP,Connection Type:Wired,Infrared Distance:61~100 Feet,Resolution:4 Megapixel,Lens Type:Fixed,Lens Size:6mm,Mount Type: Ceiling, Wall ,Compression Method: H.264+ , H.265 , H.265+ , M-JPEG, H.264 ,Durability: Vandal Resistant, Weather Resistant ,Voltage: PoE, 12vDV ,Dimensions (W x H):Ã˜4.4" x 3.2" (Ã˜111 mm x 82.4 mm),Electronic Shutter:1/3 s to 1/100, 000 s,Image Device:1/3" (4 MP) progressive scan CMOS,IR Wavelength:850 nm,Minimum Scene Illumination:Color: 0.15 lux @ (Æ’/2.0, AGC on); B/W: 0.03 lux @ (Æ’/2.0, AGC on), 0 lux with IR,Operating Humidity:95% or less (non-condensing),Operating Temperature:-22Â° to 140Â° F (-30Â° to 60Â° C),Power Consumption:12 VDC, 0.45 A, maximum: 5.5 W; PoE: (802.3af, 36 V to 57 V), 0.2 A to 0.1 A, maximum: 7 W,Protocols:TCP/IP, ICMP, HTTP, HTTPS, FTP, DHCP, DNS, DDNS, RTP, RTSP, RTCP, NTP, UPnP, SMTP, IGMP, 802.1x, QoS, IPv6, UDP, Bonjour,Weatherproof:IP67,Digital Noise Reduction:3D DNR,Angle of View:Horizontal FOV 52Â°, vertical FOV 29Â°, diagonal FOV: 63Â°,IR Distance:30m/100ft,Auto Gain Control:Yes,Day/Night:Yes,Digital Noise Reduction:Yes,Automatic White Balance:Yes,Back Light Compensation:Yes,Flickerless:Yes,Motion Detection Tracking:Yes,Privacy Masking:Yes,Wide Dynamic Range:Yes,Mirror:Yes,ONVIF:Yes | 4 Megapixel |  | ECI-D14F6 | Hikvision ECI-D14F6 4 Megapixel Outdoor IR Network Dome Camera, 6mm Lens
Hikvision | DS-2DF8436I5X-AELW | 3047.44 | The DS-2DF8436I5X-AELW from Hikvision is a 4MP 36Ã— Network Laser Speed Dome adopts 1/1.8" progressive scan CMOS chip. With the 36Ã— optical zoom lens, the camera offers more details over expansive areas.,The DS-2DF8436I5X-AELW camera can be widely used for wide ranges of high-definition, such as the rivers, forests, roads, railways, airports, ports, squares, parks, scenic spots, stations and large venues, etc.,Features,1/1.8" progressive scan CMOS,Up to 2560 Ã— 1440 resolution,Min. Illumination: Color: 0.002 Lux @(F1.5, AGC ON) B/W: 0.0002 Lux @(F1.5, AGC ON) 0 Lux with IR,36Ã— optical zoom, 16Ã— digital zoom,WDR, 3D DNR, HLC, Smart IR,24 VAC & Hi-PoE,Up to 500 m laser distance,Support H.265+/H.265 video compression,Support rapid focus,Deep-learning-based target classification algorithm for auto-tracking 2.0 and perimeter protection,IP67 | SKU:DS-2DF8436I5X-AELW,Manufacturer:Hikvision,Features:Audio, Auto Gain Control, Automatic White Balance, Back Light Compensation, Day/Night, Digital Noise Reduction, Digital Zoom, ONVIF, Privacy Masking, Weather Resistant, Wide Dynamic Range,Camera Signal :Network IP,Connection Type:Wired,Infrared Distance:101 Feet +,Resolution:4 Megapixel,Lens Type:Motorized Zoom,Lens Size:36X,Mount Type:Pendant,Compression Method:H.264, M-JPEG, H.265, H.264+, H.265+,Durability:Weather Resistant,Voltage:HPoE,Automatic Gain Control (AGC):Auto/Manual,Dimensions (W x H):Î¦ 266.6 mm Ã— 410 mm (Î¦ 10.50" Ã— 16.14"),Electronic Shutter:1/1 s to 1/30,000 s,Image Device:1/1.8" progressive scan CMOS,Minimum Scene Illumination:Color: 0.002 Lux @(F1.5, AGC ON) B/W: 0.0002 Lux @(F1.5, AGC ON) 0 Lux with IR,Operating Humidity:â‰¤ 90%,Operating Temperature:-40Â°C to 70Â°C (-40Â°F to 158Â°F),Power Consumption:24 VAC: Max. 60 W, Hi-PoE: Max. 50 W,Privacy Zone:24 programmable polygon privacy masks,Protocols:IPv4/IPv6, HTTP, HTTPS, 802.1x, Qos, FTP, SMTP, UPnP, SNMP, DNS, DDNS, NTP, RTSP, RTCP, RTP, TCP/IP, DHCP, PPPoE, Bonjour,Weatherproof:IP67,Digital Noise Reduction:3D: Support,Angle of View:Horizontal field of view: 51.1Â° to 1.7Â° (wide-tele), Vertical field of view: 31.3Â° to 1.0Â° (wide-tele), Diagonal field of view: 58.0Â° to 2.0Â° (wide-tele),Back Light Compensation:Support,Automatic White Balance:Auto/Manual/ATW (Auto-tracking White Balance)/Indoor/Outdoor/Fluorescent Lamp/Sodium Lamp,IR Distance:500m/1640.42ft,Audio:Yes,Auto Gain Control:Yes,Day/Night:Yes,Digital Noise Reduction:Yes,Automatic White Balance:Yes,Back Light Compensation:Yes,Privacy Masking:Yes,Wide Dynamic Range:Yes,ONVIF:Yes,Digital Zoom:Yes | 4 Megapixel |  | DS-2DF8436I5X-AELW | Hikvision DS-2DF8436I5X-AELW 4 Megapixel Outdoor IR Network PTZ Dome Camera with Wiper, 36X
Cantek | CT-IPC-VD244R-IR-Z | 279.99 | The IR megapixel varifocal camera delivers 4MP resolution with a 2.7mm ~13.5mm varifocal lens. The camera's elegant blend of aesthetics combined with a range of easy mounting solutions provides an excellent choice for a variety of small to mid-size applications at an affordable price.,Features,1/3â€ 4 Megapixel progressive CMOS,H.265 & H.264 dual-stream encoding,20fps@4M (2688Ã—1520) & 25/30fps@3M (2304Ã—1296),WDR (120dB), Day/Night (ICR), 3DNR, AWB, AGC, BLC,Multiple network monitoring: Web viewer, CMS (DSS/ PSS) & DMSS,Micro SD card slot, up to 128GB,2.7~13.5mm Motorized varifocal lens,Max IR LEDs Length 30m,IP67, IK10, PoE | SKU:CT-IPC-VD244R-IR-Z,Manufacturer:Cantek,Features:Auto Gain Control, Automatic White Balance, Back Light Compensation, Day/Night, Digital Noise Reduction, Digital Zoom, Mirror, Motion Detection Tracking, ONVIF, Privacy Masking, Vandal Resistant, Weather Resistant, Wide Dynamic Range,Camera Signal :Network IP,Connection Type:Wired,Infrared Distance:61~100 Feet,Resolution:4 Megapixel,Lens Type:Varifocal,Lens Size:2.7-13.5mm,Mount Type:Ceiling, Wall,Compression Method:H.264, M-JPEG, H.265, H.264+, H.265+,Durability:Vandal Resistant, Weather Resistant,Voltage:PoE,Automatic Gain Control (AGC):Auto / Manual,Dimensions (W x H):Ï†122mmÃ—88.9mm(4.80''x3.50''),Electronic Shutter:Auto/Manual, 1/3~1/100000s,Image Device:1/3â€ 4 Megapixel progressive CMOS,Image Pixels-Effective:2688(H) x1520(V),IR LEDs:2,Minimum Scene Illumination:0.03Lux/F1.4( Color,1/3s,30IRE) 0.3Lux/F1.4( Color,1/30s,30IRE) 0Lux/F1.4(IR on),Operating Humidity:Less than 95% RH,Operating Temperature:-30Â° C ~ +60Â° C (-22Â° F ~ +140Â° F),Power Consumption:<9W,Privacy Zone:Off / On (4 Area, Rectangle),Protocols:HTTP;HTTPS;TCP;ARP;RTSP;RTP;UDP;SMTP;FTP;DHCP;DNS;DDNS;PPPOE;IPv4/v6;Qos;UPnP;NTP;Bonjour;IEEE802.1x;Multicast;ICMP;IGMP;TLS;RTCP,S/N Ratio:More than 50dB,Scanning System:Progressive,Weatherproof:IP67,Digital Noise Reduction:3D DNR,Mirror:Off / On,Angle of View:H:104Â°~28Â°, V:55Â°~16Â°,Rotation Angle:0Â° ~355Â°,Motion Detection Tracking:Off / On (4 Zone, Rectangle),Back Light Compensation:BLC / HLC / WDR(120dB),Automatic White Balance:Auto/Natural/Street Lamp/Outdoor/Manual,IR Distance:30m/98ft,Auto Gain Control:Yes,Day/Night:Yes,Digital Noise Reduction:Yes,Automatic White Balance:Yes,Back Light Compensation:Yes,Motion Detection Tracking:Yes,Privacy Masking:Yes,Wide Dynamic Range:Yes,Mirror:Yes,ONVIF:Yes,Digital Zoom:Yes | 4 Megapixel |  | CT-IPC-VD244R-IR-Z | Cantek CT-IPC-VD244R-IR-Z 4 Megapixel Network IR Outdoor Dome Camera, 2.7~13.5mm Lens
Cantek | CT-IPC-MD144E-IR-2.8mm | 239.99 | The IR megapixel fixed mini dome camera delivers 4MP resolution with a choice of 2.8mm wide angle lens. The camera's elegant blend of aesthetics combined with a range of easy mounting solutions provides an excellent choice for a variety of small to mid-size applications at an affordable price.,Features,1/3â€ 4Megapixel progressive CMOS,H.265& H.264 dual-stream encoding,20fps@4M(2688Ã—1520) &25/30fps@3M(2304Ã—1296),WDR(120dB), Day/Night(ICR), 3DNR, AWB, AGC, BLC,Multiple network monitoring: Web viewer, CMS(DSS/PSS) & DMSS,2.8 mm fixed lens,Max IR LEDs Length 30m,IP67, IK10, PoE | SKU:CT-IPC-MD144E-IR-2.8mm,Manufacturer:Cantek,Features:Auto Gain Control, Automatic White Balance, Back Light Compensation, Day/Night, Digital Noise Reduction, Digital Zoom, Mirror, Motion Detection Tracking, ONVIF, Privacy Masking, Vandal Resistant, Weather Resistant, Wide Dynamic Range,Camera Signal :Network IP,Connection Type:Wired,Infrared Distance:61~100 Feet,Resolution:4 Megapixel,Lens Type:Fixed,Lens Size:2.8mm,Mount Type:Ceiling, Wall,Compression Method:H.264, H.265, H.264+, H.265+,Durability:Vandal Resistant, Weather Resistant,Voltage:PoE,Automatic Gain Control (AGC):Auto / Manual,Dimensions (W x H):Î¦109.9mm Ã— 81mm (4.33" x 3.19"),Electronic Shutter:Auto/Manual, 1/3(4)~1/100000s,Image Device:1/3 4 Megapixel progressive CMOS,Image Pixels-Effective:2688(H)x1520(V),IR LEDs:24,Minimum Scene Illumination:0.08Lux/F2.0( Color,1/3s,30IRE) 0.3Lux/F2.0( Color,1/30s,30IRE) 0Lux/F2.0(IR on),Operating Humidity:Less than 95% RH,Operating Temperature:-30Â° C ~ +60Â° C (-22Â° F ~ +140Â° F),Power Consumption:<4.58W,Privacy Zone:Off / On (4 Area, Rectangle),Protocols:HTTP;HTTPs;TCP;ARP;RTSP;RTP;UDP;SMTP;FTP; DHCP;DNS;DDNS;PPPOE;IPv4/v6;QoS;UPnP;NTP; Bonjour;802.1x;Multicast;ICMP;IGMP;,S/N Ratio:More than 45dB,Scanning System:Progressive,Weatherproof:IP67,Digital Noise Reduction:3D DNR,Mirror:Off / On,Angle of View:H:104Â°/87Â°, V:57Â°/48Â°,Rotation Angle:0Â° ~355Â°,Motion Detection Tracking:Off / On (4 Zone, Rectangle),Back Light Compensation:BLC / HLC / WDR(120dB),Automatic White Balance:Auto/Natural/Street Lamp/Outdoor/Manual,IR Distance:30m/98.4ft,Auto Gain Control:Yes,Day/Night:Yes,Digital Noise Reduction:Yes,Automatic White Balance:Yes,Back Light Compensation:Yes,Motion Detection Tracking:Yes,Privacy Masking:Yes,Wide Dynamic Range:Yes,Mirror:Yes,ONVIF:Yes,Digital Zoom:Yes | 4 Megapixel |  | CT-IPC-MD144E-IR-2.8mm | Cantek CT-IPC-MD144E-IR-2.8mm 4 Megapixel Network IR Outdoor Dome Camera, 2.8mm Lens
Cantek | CT-NC324-VDZ | 499 | The CT-NC324-VDZ from Cantek is a 4 megapixel network IR outdoor dome camera, 2.8-12mm lens.,Features,1/3" Progressive Scan CMOS,2560 Ã— 1440@30fps,2.8 to 12 mm Motorized Varifocal lens,Color: 0.01 Lux @ (F1.2, AGC ON), 0.018 Lux @ (F1.6, AGC ON), 0 Lux with IR,H.265+, H.265, H.264+, H.264,Three streams,120dB WDR,2 behavior analyses, and face detection,BLC/3D DNR/ROI,IP67, IK10,Built-in micro SD/SDHC/SDXC card slot, up to 128 GB,3-Axis adjustment | SKU:CT-NC324-VDZ,Manufacturer:Cantek,Features:Audio, Auto Gain Control, Back Light Compensation, Day/Night, Digital Noise Reduction, Flickerless, Mirror, Motion Detection Tracking, ONVIF, Privacy Masking, Vandal Resistant, Weather Resistant, Wide Dynamic Range,Camera Signal :Network IP,Connection Type:Wired,Infrared Distance:61~100 Feet,Resolution:4 Megapixel,Lens Type:Varifocal,Lens Size:2.8-12mm,Mount Type:Ceiling, Wall,Compression Method:H.264, M-JPEG, H.265, H.264+, H.265+,Durability:Vandal Resistant, Weather Resistant,Voltage:PoE,Dimensions (W x H):Î¦ 153.4 Ã— 133.1 mm (Î¦ 6.0" Ã— 5.2"),Electronic Shutter:1/3 s to 1/100,000 s,Image Device:1/3" Progressive Scan CMOS,IR Wavelength:850nm,Minimum Scene Illumination:Color: 0.01 Lux @ (F1.2, AGC ON), 0.018 Lux @ (F1.6, AGC ON), 0 Lux with IR,Operating Humidity:95% or less (nonâ€condensing),Operating Temperature:â€30 Â°C to +60 Â°C (â€22 Â°F to +140 Â°F),Power Consumption:10W / 12W,Protocols:TCP/IP, ICMP, HTTP, HTTPS, FTP, DHCP, DNS, DDNS, RTP, RTSP, RTCP, PPPoE, NTP, UPnPâ„¢, SMTP,SNMP, IGMP, 802.1X, QoS, IPv6, Bonjour,Video Output:1Vpâ€p Composite Output(75Î©/BNC),Weatherproof:IP67,Digital Noise Reduction:3D DNR,Angle of View:horizontal FOV: 98Â° to 28Â° vertical FOV: 51Â° to 16Â° diagonal FOV: 115Â° to 32Â°,Rotation Angle:0Â° to 355Â°,IR Distance:30m/98.42ft,Audio:Yes,Auto Gain Control:Yes,Day/Night:Yes,Digital Noise Reduction:Yes,Back Light Compensation:Yes,Flickerless:Yes,Motion Detection Tracking:Yes,Privacy Masking:Yes,Wide Dynamic Range:Yes,Mirror:Yes,ONVIF:Yes | 4 Megapixel |  | CT-NC324-VDZ | Cantek CT-NC324-VDZ 4 Megapixel Network IR Outdoor Dome Camera, 2.8-12mm Lens
Cantek | CT-IPC-MD144E-IR-3.6mm | 239.99 | The IR megapixel fixed mini dome camera delivers 4MP resolution with a choice of 3.6mm wide angle lens. The camera's elegant blend of aesthetics combined with a range of easy mounting solutions provides an excellent choice for a variety of small to mid-size applications at an affordable price.,Features,1/3â€ 4Megapixel progressive CMOS,H.265& H.264 dual-stream encoding,20fps@4M(2688Ã—1520) &25/30fps@3M(2304Ã—1296),WDR(120dB), Day/Night(ICR), 3DNR, AWB, AGC, BLC,Multiple network monitoring: Web viewer, CMS(DSS/PSS) & DMSS,3.6 mm fixed lens,Max IR LEDs Length 30m,IP67, IK10, PoE | SKU:CT-IPC-MD144E-IR-3.6mm,Manufacturer:Cantek,Features:Auto Gain Control, Automatic White Balance, Back Light Compensation, Day/Night, Digital Noise Reduction, Digital Zoom, Mirror, Motion Detection Tracking, ONVIF, Privacy Masking, Vandal Resistant, Weather Resistant, Wide Dynamic Range,Camera Signal :Network IP,Connection Type:Wired,Infrared Distance:61~100 Feet,Resolution:4 Megapixel,Lens Type:Fixed,Lens Size:3.6mm,Mount Type:Ceiling, Wall,Compression Method:H.264, H.265, H.264+, H.265+,Durability:Vandal Resistant, Weather Resistant,Voltage:PoE,Automatic Gain Control (AGC):Auto / Manual,Dimensions (W x H):Î¦109.9mm Ã— 81mm (4.33" x 3.19"),Electronic Shutter:Auto/Manual, 1/3(4)~1/100000s,Image Device:1/3 4 Megapixel progressive CMOS,Image Pixels-Effective:2688(H)x1520(V),IR LEDs:24,Minimum Scene Illumination:0.08Lux/F2.0( Color,1/3s,30IRE) 0.3Lux/F2.0( Color,1/30s,30IRE) 0Lux/F2.0(IR on),Operating Humidity:Less than 95% RH,Operating Temperature:-30Â° C ~ +60Â° C (-22Â° F ~ +140Â° F),Power Consumption:<4.58W,Privacy Zone:Off / On (4 Area, Rectangle),Protocols:HTTP;HTTPs;TCP;ARP;RTSP;RTP;UDP;SMTP;FTP; DHCP;DNS;DDNS;PPPOE;IPv4/v6;QoS;UPnP;NTP; Bonjour;802.1x;Multicast;ICMP;IGMP;,S/N Ratio:More than 45dB,Scanning System:Progressive,Weatherproof:IP67,Digital Noise Reduction:3D DNR,Mirror:Off / On,Angle of View:H: 75.5Â°(48.5Â°/35.6Â°),Rotation Angle:0Â° ~355Â°,Motion Detection Tracking:Off / On (4 Zone, Rectangle),Back Light Compensation:BLC / HLC / WDR(120dB),Automatic White Balance:Auto/Natural/Street Lamp/Outdoor/Manual,IR Distance:30m/98.4ft,Auto Gain Control:Yes,Day/Night:Yes,Digital Noise Reduction:Yes,Automatic White Balance:Yes,Back Light Compensation:Yes,Motion Detection Tracking:Yes,Privacy Masking:Yes,Wide Dynamic Range:Yes,Mirror:Yes,ONVIF:Yes,Digital Zoom:Yes | 4 Megapixel |  | CT-IPC-MD144E-IR-3.6mm | Cantek CT-IPC-MD144E-IR-3.6mm 4 Megapixel Network IR Outdoor Dome Camera, 3.6mm Lens
Cantek | CT-NC304-WDA-6MM | 266.11 | The CT-NC304-WDA-6MM from Cantek is a 4 megapixel network IR outdoor dome camera, 6mm lens.,Features,Up to 4MP high resolution,Full HD1080p video,Dual video streams,120dB Wide Dynamic Range,3D Digital Noise Reduction,3-axis adjustment,DC12V & PoE,Support H.264+,Up to 10m IR range,IP66, IK08,Built-in microphone, Audio | SKU:CT-NC304-WDA-6MM,Manufacturer:Cantek,Features:Audio, Auto Gain Control, Back Light Compensation, Digital Noise Reduction, Vandal Resistant, Weather Resistant, Wide Dynamic Range,Camera Signal :Network IP,Connection Type:Wired,Infrared Distance:61~100 Feet,Resolution:4 Megapixel,Lens Type:Fixed,Lens Size:6mm,Mount Type:Ceiling, Wall,Compression Method:H.264+,Durability:Vandal Resistant, Weather Resistant,Voltage:PoE,Image Device:1/3" Progressive CMOS,Weatherproof:IP66,IR Distance:30m/98.42ft,Audio:Yes,Auto Gain Control:Yes,Digital Noise Reduction:Yes,Back Light Compensation:Yes,Wide Dynamic Range:Yes | 4 Megapixel |  | CT-NC304-WDA-6MM | Cantek CT-NC304-WDA-6MM 4 Megapixel Network IR Outdoor Dome Camera, 6mm Lens
Cantek | CT-IPC-VD544E-Z | 413.49 | The CT-IPC-VD544E-Z from Cantek is a 4 megapixel network IR outdoor dome camera, 2.7-12mm lens.,Features,4 Megapixel Full HD Vandal-proof IR Network Dome Motorized Camera,1/3â€ 4Megapixel progressive scan CMOS,Max 20fps @ 4Mp(2688Ã—1520),25/30fps@3M(2304x1296),WDR(120dB), Day/Night(ICR), 3DNR, AWB, AGC, BLC,2.7mm-12mm motorized lens,Max. IR LEDs Length 50m, 1/1 Alarm in/out, 1/1 audio in/out,Micro SD memory, IP67, IK10, PoE | SKU:CT-IPC-VD544E-Z,Manufacturer:Cantek,Features:Audio, Auto Gain Control, Automatic White Balance, Back Light Compensation, Day/Night, Vandal Resistant, Weather Resistant, Wide Dynamic Range,Camera Signal :Network IP,Connection Type:Wired,Resolution:4 Megapixel,Lens Type:Varifocal,Lens Size:2.7-12mm,Mount Type:Ceiling, Wall,Durability:Vandal Resistant, Weather Resistant,Voltage:PoE,Image Device:1/3â€ 4Megapixel progressive scan CMOS,Weatherproof:IP67,IR Distance:50m/164.04ft,Audio:Yes,Auto Gain Control:Yes,Day/Night:Yes,Automatic White Balance:Yes,Back Light Compensation:Yes,Wide Dynamic Range:Yes | 4 Megapixel |  | CT-IPC-VD544E-Z | Cantek CT-IPC-VD544E-Z 4 Megapixel Network IR Outdoor Dome Camera, 2.7-12mm Lens
Cantek | CT-NC324-WDA-2.8MM | 258.72 | The CT-NC324-WDA-2.8MM from Cantek is a 4 megapixel network IR outdoor dome camera, 2.8mm lens.,Features,1/3" Progressive Scan CMOS,2688 Ã— 1520 @30fps ,2.8 mm fixed lens ,Color: 0.01 Lux @ (F1.2, AGC ON), 0.018 Lux @ (F1.6, AGC ON), 0 Lux with IR,H.265+, H.265, H.264+, H.264,Three streams ,120dB WDR,2 Behavior analyses, and face detection,BLC/3D DNR/ROI ,IP67, IK10,Built-in micro SD/SDHC/SDXC card slot, up to 128 GB,3-Axis adjustment | SKU:CT-NC324-WDA-2.8MM,Manufacturer:Cantek,Features:Audio, Auto Gain Control, Back Light Compensation, Day/Night, Digital Noise Reduction, Flickerless, Mirror, Motion Detection Tracking, ONVIF, Privacy Masking, Vandal Resistant, Weather Resistant, Wide Dynamic Range,Camera Signal :Network IP,Connection Type:Wired,Infrared Distance:0~60 Feet,Resolution:4 Megapixel,Lens Type:Fixed,Lens Size:2.8mm,Mount Type:Ceiling, Wall,Compression Method:H.264, M-JPEG, H.265, H.264+, H.265+,Durability:Vandal Resistant, Weather Resistant,Voltage:PoE,Dimensions (W x H):Î¦110 mm Ã—56.4mm (Î¦4.3" Ã— 2.2"),Electronic Shutter:1/3 s to 1/100,000s,Image Device:1/3" Progressive Scan CMOS,IR Wavelength:850nm,Minimum Scene Illumination:Color: 0.01 Lux @ (F1.2, AGC ON), 0.018 lux @(F1.6, AGC ON), 0 lux with IR,Operating Humidity:95% or less (non-condensing),Operating Temperature:-30 Â°C to +60 Â°C (-22 Â°F to +140 Â°F),Power Consumption:8.5W/10W ,Protocols:TCP/IP,ICMP,HTTP,HTTPS,FTP,DHCP,DNS,DDNS,RTP,RTSP,RTCP,PPPoE,NTP,UPnPâ„¢,SMTP,SNMP,IGMP,QoS,IPv6,Weatherproof:IP67,Digital Noise Reduction:3D DNR,Angle of View:Horizontal field of view:98Â°, Vertical field of view:55Â°, Diagonal field of view: 114Â°,Rotation Angle:0Â° to 360Â°,IR Distance:10m/32.80ft,Audio:Yes,Auto Gain Control:Yes,Day/Night:Yes,Digital Noise Reduction:Yes,Back Light Compensation:Yes,Flickerless:Yes,Motion Detection Tracking:Yes,Privacy Masking:Yes,Wide Dynamic Range:Yes,Mirror:Yes,ONVIF:Yes | 4 Megapixel |  | CT-NC324-WDA-2.8MM | Cantek CT-NC324-WDA-2.8MM 4 Megapixel Network IR Outdoor Dome Camera, 2.8mm Lens
Cantek | CT-NC324-TDG 2.8mm | 202.05 | The CT-NC324-TDG 2.8mm from Cantek is a 4 megapixel network IR outdoor dome camera, 2.8mm lens.,Features,4MP H.265+ True WDR Fixed IR Dome Network Camera,1/3" Progressive CMOS, 4MP@30fps, 4mm/F2.0 lens,Three streams, Built-in micro SD card slot,ICR, 0lux with IR, IP66, DC12V & PoE, 120dB WDR, 3D DNR, BLC, IR range: up to 30m,Full metallic housing, Support Mobile Monitoring via EZVIZ P2P, H.264+ Optimized Codec | SKU:CT-NC324-TDG 2.8mm,Manufacturer:Cantek,Features:Auto Gain Control, Back Light Compensation, Digital Noise Reduction, Weather Resistant, Wide Dynamic Range,Camera Signal :Network IP,Connection Type:Wired,Infrared Distance:61~100 Feet,Resolution:4 Megapixel,Lens Type:Fixed,Lens Size:2.8mm,Mount Type:Ceiling, Wall,Compression Method:H.264+,Durability:Weather Resistant,Voltage:PoE,Image Device:1/3" Progressive CMOS,Minimum Scene Illumination:0lux with IR,Weatherproof:IP66,IR Distance:30m/98.42ft,Auto Gain Control:Yes,Digital Noise Reduction:Yes,Back Light Compensation:Yes,Wide Dynamic Range:Yes | 4 Megapixel |  | CT-NC324-TDG 2.8mm | Cantek CT-NC324-TDG 2.8mm 4 Megapixel Network IR Outdoor Dome Camera, 2.8mm Lens
Cantek | CT-NC324-TDG 4mm | 202.05 | The CT-NC324-TDG 4mm from Cantek is a 4 megapixel network IR outdoor dome camera, 4mm lens.,Features,4MP H.265+ True WDR Fixed IR Dome Network Camera,1/3" Progressive CMOS, 4MP@30fps, 4mm/F2.0 lens,Three streams, Built-in micro SD card slot,ICR, 0lux with IR, IP66, DC12V & PoE, 120dB WDR, 3D DNR, BLC, IR range: up to 30m,Full metallic housing, Support Mobile Monitoring via EZVIZ P2P, H.264+ Optimized Codec | SKU:CT-NC324-TDG 4mm,Manufacturer:Cantek,Features:Auto Gain Control, Back Light Compensation, Digital Noise Reduction, Weather Resistant, Wide Dynamic Range,Camera Signal :Network IP,Connection Type:Wired,Infrared Distance:61~100 Feet,Resolution:4 Megapixel,Lens Type:Fixed,Lens Size:4mm,Mount Type:Ceiling, Wall,Compression Method:H.264+,Durability:Weather Resistant,Voltage:PoE,Image Device:1/3" Progressive CMOS,Minimum Scene Illumination:0lux with IR,Weatherproof:IP66,IR Distance:30m/98.42ft,Auto Gain Control:Yes,Digital Noise Reduction:Yes,Back Light Compensation:Yes,Wide Dynamic Range:Yes | 4 Megapixel |  | CT-NC324-TDG 4mm | Cantek CT-NC324-TDG 4mm 4 Megapixel Network IR Outdoor Dome Camera, 4mm Lens
InVid | PAR-P4TXIR6 | 120 | The PAR-P4TXIR6 from InVid is a 4 megapixel network IR outdoor dome camera, 6mm lens.,Features,4 Megapixel (2688 x 1520) Resolution,H.265/H.264/MJPEG Compression,True Day/Night,True WDR 120dB,EXIR Range up to 65â€™,CVBS Video Output,Audio Input,IP66 Weather Resistant,12VDC/PoE,Free iOS & Android Apps for Smart Phones & Tablets,Free Central Management Software (CMS) to manage multiple units & sites from a single platform,Free MAC client software available, through the Paramont NVR, to manage your system from your Apple computer | SKU:PAR-P4TXIR6,Manufacturer:InVid,Features:Audio, Auto Gain Control, Back Light Compensation, Day/Night, Digital Noise Reduction, ONVIF, Weather Resistant, Wide Dynamic Range,Camera Signal :Network IP,Connection Type:Wired,Resolution:4 Megapixel,Lens Type:Fixed,Lens Size:6mm,Mount Type:Ceiling, Wall,Compression Method:H.264, M-JPEG, H.265,Durability:Weather Resistant,Voltage:PoE,Dimensions (W x H):Ã˜ 3.42 x 4.25 Inches (87 x 108mm),Electronic Shutter:1/25s ~ 1/100000s,Image Device:1/3" CMOS,Minimum Scene Illumination:0.05 Lux @ F1.2, AGC On; 0 Lux with IR,Operating Humidity:10-90% Humidity,Operating Temperature:-30Â° ~ 122Â°F (-34Â° ~ 50Â°C),Power Consumption:<2.5W,Protocols:TCP/IP, UDP, DHCP, UPnP, NTP, RTSP, PPPoE, DDNS, SMTP,FTP,Video Output:CVBS Video Output (BNC x 1),Weatherproof:IP66,Digital Noise Reduction:2D/3D DNR,Angle of View:72Â°,IR Distance:19.81m/65ft,Audio:Yes,Auto Gain Control:Yes,Day/Night:Yes,Digital Noise Reduction:Yes,Back Light Compensation:Yes,Wide Dynamic Range:Yes,ONVIF:Yes | 4 Megapixel |  | PAR-P4TXIR6 | InVid PAR-P4TXIR6 4 Megapixel Network IR Outdoor Dome Camera, 6mm Lens
Vivotek | FD8177-H-B | 300 | The FD8177-H from Vivotek is a stylish-design 4-Megapixel IR fixed dome camera for indoor applications. Equipped with a 4MP sensor, the camera offers up to 30 fps at 2688x1520 with superb image quality. Featuring the WDR Pro technology (supports up to 3.6MP, 24 fps @ 2560x1440) and a 2.8 ~ 12 mm vari-focal lens, the FD8177-H provides clear and accurate video under high contrast environments.,With Vivotek's sophisticated Smart Stream II technology, the FD8177-H do optimize image quality for desired regions, and thus ensure maximum efficiency of bandwidth usage and savings of up to 50% on bandwidth and storage requirements.,As an all-in-one day/night camera, the FD8177-H features a removable IR-cut filter as well as IR illuminators effective upto 30 meters for superior image quality even in challenging lighting conditions. Incorporating a number of features such as video rotation, defog, a dedicated MicroSD/SDHC/SDXC card slot, and Vivotek's 32-channel recording software, the FD8177-H is well-design for any interior usage.,Features,4-Megapixel CMOS Sensor,30 fps @ 2688x1520,Real-time H.264, MJPEG Compression (Dual Codec),Removable IR-cut Filter for Day & Night Function,Built-in IR Illuminators, Effective up to 30 Meters,Smart IR Technology to Avoid Overexposure,WDR Pro for Unparalleled Visibility in Extremely Bright and Dark Environments (supports up to 3.6MP, 24 fps @ 2560x1440),Smart Stream II to Optimize Bandwidth Efficiency,3D Noise Reduction,Built-in 802.3af Compliant PoE,Built-in MicroSD/SDHC/SDXC Card Slot for On-board Storage,Supports ONVIF Standard to Simplify Integration and Enhance Interoperability | SKU:FD8177-H-B,Manufacturer:Vivotek,Features:Audio, Auto Gain Control, Automatic White Balance, Back Light Compensation, Day/Night, Digital Noise Reduction, Digital Zoom, Mirror, Motion Detection Tracking, ONVIF, Privacy Masking, Self Recording, Wide Dynamic Range,Camera Signal :Network IP,Connection Type:Wired,Infrared Distance:61~100 Feet,Resolution:4 Megapixel,Lens Type:Varifocal,Lens Size:2.8-12mm,Mount Type:Ceiling, Wall,Compression Method:H.264, M-JPEG,Durability:Indoor,Voltage:PoE,Dimensions (W x H):Ã˜ 129 x 94 mm,Electronic Shutter:1/5 sec. to 1/16,000 sec.,Image Device:1/3" progressive CMOS,Image Pixels-Effective:8,Minimum Scene Illumination:0.1 Lux @ F1.4 (Color), 0.01 Lux @ F1.4 (B/W),Operating Humidity:90%,Operating Temperature:Starting Temperature: 0Â°C ~ 50Â°C (32Â°F ~ 122Â°F ), Working Temperature: -10Â°C ~ 50Â°C (14Â°F ~ 122Â°F ),Power Consumption:Max. 10 W,Protocols:IPv4, IPv6, TCP/IP, HTTP, HTTPS, UPnP, RTSP/RTP/RTCP, IGMP, SMTP, FTP, DHCP, NTP, DNS, DDNS, PPPoE, CoS, QoS, SNMP, 802.1X, UDP, ICMP, ARP, SSL, TLS,S/N Ratio:51.5dB,Digital Noise Reduction:3D,Angle of View:33Â° ~ 105Â° (H), 18Â° ~ 54Â° (V), 38Â° ~ 125Â° (D),IR Distance:30m/98.42ft,Audio:Yes,Auto Gain Control:Yes,Day/Night:Yes,Digital Noise Reduction:Yes,Automatic White Balance:Yes,Back Light Compensation:Yes,Motion Detection Tracking:Yes,Privacy Masking:Yes,Wide Dynamic Range:Yes,Mirror:Yes,ONVIF:Yes,Digital Zoom:Yes | 4 Megapixel |  | FD8177-H-B | Vivotek FD8177-H-B 4 Megapixel Indoor IR Fixed Dome Network Camera, 2.8-12mm, Black
Vivotek | FD8179-H-B | 202.5 | The FD8179-H from Vivotek is an indoor stylish-design 4-Megapixel IR fixed dome camera offering superb video quality with upto 30 fps at 2688x1520. This all-in-one camera with WDR Pro technology (supports up to 3.6MP, 24 fps @ 2560x1440) and a fixed 2.8 mm lens is capable of capturing high visibility in high contrast environments.,By adopting with Vivotek's sophisticated Smart Stream II technology, the FD8179-H can optimize image quality for desired regions, and thus ensure maximum efficiency of bandwidth usage and savings of up to 50% on bandwidth and storage requirements.,As a day/night easy-to-use camera, the FD8179-H features a removable IR-cut filter as well as IR illuminators effective up to 30 meters for superior image quality. For making the camera adaptable any indoor surveillance, the FD8179-H comes with a number of features such as video rotation, defog, a dedicated MicroSD/SDHC/SDXC card slot, and Vivotek's 32-channel recording software.,Features,4-Megapixel CMOS Sensor,30 fps @ 2688x1520,Real-time H.264, MJPEG Compression (Dual Codec),Removable IR-cut Filter for Day & Night Function,Built-in IR Illuminators, Effective up to 30 Meters,Smart IR Technology to Avoid Overexposure,WDR Pro for Unparalleled Visibility in Extremely Bright and Dark Environments (supports up to 3.6MP, 24 fps @ 2560x1440),Smart Stream II to Optimize Bandwidth Efficiency,3D Noise Reduction,Built-in 802.3af Compliant PoE,Built-in MicroSD/SDHC/SDXC Card Slot for On-board Storage,Supports ONVIF Standard to Simplify Integration and Enhance Interoperability | SKU:FD8179-H-B,Manufacturer:Vivotek,Features:Audio, Auto Gain Control, Automatic White Balance, Back Light Compensation, Day/Night, Digital Noise Reduction, Digital Zoom, Mirror, Motion Detection Tracking, ONVIF, Privacy Masking, Self Recording, Wide Dynamic Range,Camera Signal :Network IP,Connection Type:Wired,Infrared Distance:61~100 Feet,Resolution:4 Megapixel,Lens Type:Fixed,Lens Size:2.8mm,Mount Type:Ceiling, Wall,Compression Method:H.264, M-JPEG,Durability:Indoor,Voltage:PoE,Dimensions (W x H):Ã˜ 129 x 94 mm,Electronic Shutter:1/5 sec. to 1/16,000 sec.,Image Device:1/3" progressive CMOS,Image Pixels-Effective:8,Minimum Scene Illumination:0.14 Lux @ F1.8 (Color), 0.01 Lux @ F1.8 (B/W),Operating Humidity:90%,Operating Temperature:Starting Temperature: 0Â°C ~ 50Â°C (32Â°F ~ 122Â°F ), Working Temperature: -10Â°C ~ 50Â°C (14Â°F ~ 122Â°F ),Power Consumption:Max. 10 W,Protocols:IPv4, IPv6, TCP/IP, HTTP, HTTPS, UPnP, RTSP/RTP/RTCP, IGMP, SMTP, FTP, DHCP, NTP, DNS, DDNS, PPPoE, CoS, QoS, SNMP, 802.1X, UDP, ICMP, ARP, SSL, TLS,S/N Ratio:61.8dB,Digital Noise Reduction:3D,Angle of View:114Â° (H), 61Â° (V), 132Â° (D),IR Distance:30m/98.42ft,Audio:Yes,Auto Gain Control:Yes,Day/Night:Yes,Digital Noise Reduction:Yes,Automatic White Balance:Yes,Back Light Compensation:Yes,Motion Detection Tracking:Yes,Privacy Masking:Yes,Wide Dynamic Range:Yes,Mirror:Yes,ONVIF:Yes,Digital Zoom:Yes | 4 Megapixel |  | FD8179-H-B | Vivotek FD8179-H-B 4 Megapixel Indoor IR Fixed Dome Network Camera, 2.8mm, Black
Vitek | VTD-TND4FFS-2 | 214.5 | The VTD-TND4FFS-2 from Vitek is a 4 megapixel network IR outdoor dome camera, 2.8mm lens.,Features,1/3â€ 4.0 Megapixel Progressive Scan CMOS image sensor,Up to 30fps live view @ 4 Megapixel (2592x1520),2.8mm Fixed Iris Lens Options,10 High Power Infrared LEDâ€™s with 65â€™ IR Range,120dB Super Wide Dynamic Range (WDR),True Mechanical Day/Night function by ICR,XD-DNR (2D-DNR & 3D-DNR) Noise Reduction,Fully Programmable Intelligent Analytics including Object Removal/Museum Search, Line Crossing, and Area Intrusion Detection,H.265/H.264/MJPEG Triple Streaming,Secondary Video Output (CVBS),Remote Viewing via CMS, Internet Explorer, and iOS & Android Apps,ONVIF Compliant,IP66 Weather Resistance & IK10 Impact Resistance Rating,12VDC & PoE (Power over Ethernet) Operation | SKU:VTD-TND4FFS-2,Manufacturer:Vitek,Features:Audio, Auto Gain Control, Day/Night, Digital Noise Reduction, Motion Detection Tracking, ONVIF, Vandal Resistant, Weather Resistant, Wide Dynamic Range,Camera Signal :Network IP,Connection Type:Wired,Infrared Distance:61~100 Feet,Resolution:4 Megapixel,Lens Type:Fixed,Lens Size:2.8mm,Mount Type:Ceiling, Wall,Compression Method:H.264, M-JPEG, H.265,Durability:Vandal Resistant, Weather Resistant,Voltage:PoE,Dimensions (W x H):4.57â€ x 3.58â€ (150 x 114mm) Dia x H,Image Device:1/3â€ 4.0 Megapixel Progressive Scan CMOS,IR LEDs:10 x High Power,Minimum Scene Illumination:0 Lux (IR LED ON),Operating Humidity:10%~90%,Operating Temperature:-4~122,Power Consumption:4W (IRâ€™s off) / 6.7W (IRâ€™s on),Video Output:1 x BNC (CVBS),Weatherproof:IP66,Digital Noise Reduction:XD-DNR (2D-DNR & 3D-DNR),IR Distance:19.81m / 65ft,Audio:Yes,Auto Gain Control:Yes,Day/Night:Yes,Digital Noise Reduction:Yes,Motion Detection Tracking:Yes,Wide Dynamic Range:Yes,ONVIF:Yes | 4 Megapixel |  | VTD-TND4FFS-2 | Vitek VTD-TND4FFS-2 4 Megapixel Network IR Outdoor Dome Camera, 2.8mm Lens
Samsung | QNE-7080RVW | 330 | The QNE-7080RVW from Samsung is a Wisenet Q network outdoor vandal flateye camera, 4MP @20fps, motorized vari-focal lens 3.1x (3.2 ~ 10.0mm) (100.0Â°~30.5Â°), triple codec H.265/H.264/MJPEG with Wisestream, 120dB WDR, IR LEDs range 98', defocus detection, hallway View, one way audio and SD card. IP66, IK10, PoE/12VDC Flateye style prevents IR reflections, provides better image in rain, and is easy to adjust.,Features,Max. 4Megapixel (2592 x 1520) resolution,3.2~10mm (3.1x) motorized varifocal lens,0.2Lux@F1.6 (Color), 0Lux (B/W),Max. 20fps@4MP (H.265 / H.264), 30fps@2MP,H.265, H.264, MJPEG codec support, Multiple streaming,Day & Night, WDR (120dB),Tampering, Motion detection, Defocus detection,Micro SD / SDHC / SDXC memory slot (Max. 128GB),Hallway view, WiseStream support,IR Viewable length 30m,LDC, PoE / 12V DC | SKU:QNE-7080RVW,Manufacturer:Samsung,Features:Audio, Auto Gain Control, Automatic White Balance, Back Light Compensation, Day/Night, Digital Noise Reduction, Flickerless, Mirror, Motion Detection Tracking, On Screen Display Menu, ONVIF, Privacy Masking, Vandal Resistant, Weather Resistant, Wide Dynamic Range,Camera Signal :Network IP,Connection Type:Wired,Infrared Distance:61~100 Feet,Resolution:4 Megapixel,Lens Type:Varifocal,Mount Type:Ceiling, Wall,Compression Method:H.264, M-JPEG, H.265,Durability:Vandal Resistant, Weather Resistant,Voltage:PoE,Automatic Gain Control (AGC):Off / Low / Middle / High,Dimensions (W x H):Ã˜144.9 x 135.5mm (Ã˜5.70" x 5.33"),Electronic Shutter:Minimum / Maximum / Anti flicker,Image Device:1 / 3" 4M CMOS,Image Pixels Total:2,720(H) x 1,536(V),Minimum Scene Illumination:Color : 0.2Lux, B/W : 0Lux (IR LED On),Operating Humidity:Less than 90% RH,Operating Temperature:-30Â°C ~ +55Â°C (-22Â°F ~ +131Â°F),OSD Menu:Off / On (6ea rectangular zones),Power Consumption:Max. 8.6W (PoE), Max. 7.7W (DC12V),Protocols:TCP / IP, UDP / IP, RTP (UDP), RTP (TCP), RTCP, RTSP, NTP, HTTP, HTTPS, SSL / TLS, DHCP, PPPoE, FTP, SMTP, ICMP, IGMP, SNMPv1 / v2c / v3 (MIB-2), ARP, DNS, DDNS, QoS, PIM-SM, UPnP, Bonjour,S/N Ratio:50dB,Scanning System:Progressive,Weatherproof:IP66,Digital Noise Reduction:SSNR (Off / On),Mirror:Flip / Mirror / Hallway view,Angle of View:H : 100.0Â°(Wide) ~ 30.5Â°(Tele) / V : 55.7Â°(Wide) ~ 18.3Â°(Tele) / D : 119.6Â°(Wide) ~ 35.3Â°(Tele),Rotation Angle:0Â° ~ 360Â°,Motion Detection Tracking:Off / On (4ea polygonal zones),Back Light Compensation:Off / BLC / WDR,Automatic White Balance:ATW / AWC / Manual / Indoor / Outdoor,IR Distance:30m / 98.43ft,Audio:Yes,Auto Gain Control:Yes,Day/Night:Yes,Digital Noise Reduction:Yes,Automatic White Balance:Yes,Back Light Compensation:Yes,Flickerless:Yes,Motion Detection Tracking:Yes,On Screen Display Menu:Yes,Privacy Masking:Yes,Wide Dynamic Range:Yes,Mirror:Yes,ONVIF:Yes | 4 Megapixel |  | QNE-7080RVW | Samsung QNE-7080RVW 4 Megapixel Network IR Outdoor Dome Camera, 3.2-10mm Lens, White
Samsung | QNE-7080RV | 330 | The QNE-7080RV from Samsung is a Wisenet Q network outdoor vandal flateye camera, 4MP @20fps, motorized vari-focal lens 3.1x (3.2 ~ 10.0mm) (100.0Â°~30.5Â°), triple codec H.265/H.264/MJPEG with Wisestream, 120dB WDR, IR LEDs range 98', defocus detection, hallway View, one way audio and SD card. IP66, IK10, PoE/12VDC Flateye style prevents IR reflections, provides better image in rain, and is easy to adjust.,Features,Max. 4Megapixel (2592 x 1520) resolution,3.2~10mm (3.1x) motorized varifocal lens,0.2Lux@F1.6 (Color), 0Lux (B/W),Max. 20fps@4MP (H.265 / H.264), 30fps@2MP,H.265, H.264, MJPEG codec support, Multiple streaming,Day & Night, WDR (120dB),Tampering, Motion detection, Defocus detection,Micro SD / SDHC / SDXC memory slot (Max. 128GB),Hallway view, WiseStream support,IR Viewable length 30m,LDC, PoE / 12V DC | SKU:QNE-7080RV,Manufacturer:Samsung,Features:Audio, Auto Gain Control, Automatic White Balance, Back Light Compensation, Day/Night, Digital Noise Reduction, Flickerless, Mirror, Motion Detection Tracking, On Screen Display Menu, ONVIF, Privacy Masking, Vandal Resistant, Weather Resistant, Wide Dynamic Range,Camera Signal :Network IP,Connection Type:Wired,Infrared Distance:61~100 Feet,Resolution:4 Megapixel,Lens Type:Varifocal,Mount Type:Ceiling, Wall,Compression Method:H.264, M-JPEG, H.265,Durability:Vandal Resistant, Weather Resistant,Voltage:PoE,Automatic Gain Control (AGC):Off / Low / Middle / High,Dimensions (W x H):Ã˜144.9 x 135.5mm (Ã˜5.70" x 5.33"),Electronic Shutter:Minimum / Maximum / Anti flicker,Image Device:1 / 3" 4M CMOS,Image Pixels Total:2,720(H) x 1,536(V),Minimum Scene Illumination:Color : 0.2Lux, B/W : 0Lux (IR LED On),Operating Humidity:Less than 90% RH,Operating Temperature:-30Â°C ~ +55Â°C (-22Â°F ~ +131Â°F),OSD Menu:Off / On (6ea rectangular zones),Power Consumption:Max. 8.6W (PoE), Max. 7.7W (DC12V),Protocols:TCP / IP, UDP / IP, RTP (UDP), RTP (TCP), RTCP, RTSP, NTP, HTTP, HTTPS, SSL / TLS, DHCP, PPPoE, FTP, SMTP, ICMP, IGMP, SNMPv1 / v2c / v3 (MIB-2), ARP, DNS, DDNS, QoS, PIM-SM, UPnP, Bonjour,S/N Ratio:50dB,Scanning System:Progressive,Weatherproof:IP66,Digital Noise Reduction:SSNR (Off / On),Mirror:Flip / Mirror / Hallway view,Angle of View:H : 100.0Â°(Wide) ~ 30.5Â°(Tele) / V : 55.7Â°(Wide) ~ 18.3Â°(Tele) / D : 119.6Â°(Wide) ~ 35.3Â°(Tele),Rotation Angle:0Â° ~ 360Â°,Motion Detection Tracking:Off / On (4ea polygonal zones),Back Light Compensation:Off / BLC / WDR,Automatic White Balance:ATW / AWC / Manual / Indoor / Outdoor,IR Distance:30m / 98.43ft,Audio:Yes,Auto Gain Control:Yes,Day/Night:Yes,Digital Noise Reduction:Yes,Automatic White Balance:Yes,Back Light Compensation:Yes,Flickerless:Yes,Motion Detection Tracking:Yes,On Screen Display Menu:Yes,Privacy Masking:Yes,Wide Dynamic Range:Yes,Mirror:Yes,ONVIF:Yes | 4 Megapixel |  | QNE-7080RV | Samsung QNE-7080RV 4 Megapixel Network IR Outdoor Dome Camera, 3.2-10mm Lens, Ivory
COP-USA | CD260ZM-4M95453 | 153.6 | The CD260ZM-4M95453 from COP-USA is a 4 megapixel network IR outdoor dome camera, 3.3-12mm lens.,Features,4MP ( 2592 1520 ) H.265 full real time coding,Max. resolution:,ICR auto switch, true day / night,20 ~ 30m IR night view distance,Third generation of dot matrix LED IR lights, small size, efficient heat dissipation, long lifespan,3D DNR, physical WDR,Support HLC, BLC and defogging,Support electrical zoom,ROI coding,Support local CVBS video output and one-way audio,Support PoE power supply,Support smart phone, iPad, remote monitoring,Support P2P,IP66 ingress protection,Support three streams | SKU:CD260ZM-4M95453,Manufacturer:COP-USA,Features:Audio, Auto Gain Control, Automatic White Balance, Back Light Compensation, Day/Night, Digital Noise Reduction, Motion Detection Tracking, ONVIF, Weather Resistant, Wide Dynamic Range,Camera Signal :Network IP,Connection Type:Wired,Infrared Distance:61~100 Feet,Resolution:4 Megapixel,Lens Type:Varifocal,Lens Size:3.3-12mm,Mount Type:Ceiling, Wall,Compression Method:H.264, M-JPEG, H.265,Durability:Weather Resistant,Voltage:PoE,Dimensions (W x H):Î¦109 Ã— 130,Electronic Shutter:1 / 25 s ~ 1 / 100000 s,Image Device:1 / 3 "CMOS,Minimum Scene Illumination:0.05 lux @F1.2, AGC ON; 0 lux with IR,Operating Humidity:10%-90%,Operating Temperature:-20Â°C-50Â°C,Power Consumption:< 2.5W,Protocols:TCP / IP, UDP, DHCP, NTP, RTSP, PPPoE, DDNS, SMTP, FTP,Video Output:CVBS video output ( BNC x 1),Weatherproof:IP66,Digital Noise Reduction:2D / 3D DNR,Angle of View:80 ~38Â°,Rotation Angle:0Â°~360Â°,IR Distance:20-30m / 65.61-98.42ft,Audio:Yes,Auto Gain Control:Yes,Day/Night:Yes,Digital Noise Reduction:Yes,Automatic White Balance:Yes,Back Light Compensation:Yes,Motion Detection Tracking:Yes,Wide Dynamic Range:Yes,ONVIF:Yes | 4 Megapixel |  | CD260ZM-4M95453 | COP-USA CD260ZM-4M95453 4 Megapixel Network IR Outdoor Dome Camera, 3.3-12mm Lens
InVid | VIS-P4DRXIR6 | 178 | The VIS-P4DRXIR6 from InVid is a 4 Megapixel IP Plug & Play, Outdoor Rugged Dome, 6mm, Fixed Lens, 98' EXIR Range, SD Card Slot, PoE/DC12V. | SKU:VIS-P4DRXIR6,Manufacturer:InVid,Features:Auto Gain Control, Weather Resistant,Infrared Distance:61~100 Feet,Resolution:4 Megapixel,Lens Type:Fixed,Lens Size:6mm,Mount Type:Ceiling, Wall,Durability:Weather Resistant,Voltage:PoE,IR Distance:29.87m/98ft,Auto Gain Control:Yes | 4 Megapixel |  | VIS-P4DRXIR6 | InVid VIS-P4DRXIR6 4 Megapixel Network IR Outdoor Dome Camera, 6mm Lens
InVid | ULT-P4DRIR28BN | 178 | The ULT-P4DRIR28BN from InVid is a 4 megapixel IP plug & play mini rugged dome, WDR, 100â€™ IR range, PoE/DC12V, SD card slot.,Features,4 Megapixel (2688 x 1536) Resolution ,Fixed Lens,H.264/H.264+, MJPEG Compression ,True Day/Night,True WDR 120dB,100â€™ IR Range,IP66 Weather Resistant ,IK10 Vandal Resistant,12VDC/PoE Operation ,ONVIF,SD Slot for Local Storage: Up to 128GB,Free iOS & Android Apps for Smart Phones & Tablets,Free Central Management Software (CMS) to manage multiple units & sites from a single platform,Free Mac Client | SKU:ULT-P4DRIR28BN,Manufacturer:InVid,Features:Auto Gain Control, Back Light Compensation, Day/Night, Digital Noise Reduction, Flickerless, Mirror, Motion Detection Tracking, ONVIF, Vandal Resistant, Weather Resistant, Wide Dynamic Range,Connection Type:Wired,Infrared Distance:61~100 Feet,Resolution:4 Megapixel,Lens Type:Fixed,Lens Size:2.8mm,Mount Type:Ceiling, Wall,Durability:Vandal Resistant, Weather Resistant,Voltage:PoE,Dimensions (W x H):Ã˜ 4.4" x 3.2" (111.7 x 81.28mm),Electronic Shutter:1/30s ~ 1/100,000s,Image Device:1/2.8" progressive scan CMOS,Minimum Scene Illumination:0.01 lux @ (F1.2, AGC ON), 0 lux with IR,Operating Humidity:90% or less (non-condensing),Operating Temperature: 14Â°F ~ 104Â°F (-10Â°C ~ 40Â°C),Power Consumption:Max, 5W,Protocols:TCP/IP, HTTP, DHCP, DNS, DDNS, RTP, RTSP, PPPoE, SMTP, NTP, SNMP, HTTPS, FTP, 802.1x, Qos,Video Compression Format:H.264 , H.264+ , M-JPEG,Weatherproof:IP66,Digital Noise Reduction:3D DNR,Angle of View:75.8Â°,IR Distance:30.48m / 100ft,Auto Gain Control:Yes,Day/Night:Yes,Digital Noise Reduction:Yes,Back Light Compensation:Yes,Flickerless:Yes,Motion Detection Tracking:Yes,Wide Dynamic Range:Yes,Mirror:Yes,ONVIF:Yes | 4 Megapixel |  | ULT-P4DRIR28BN | InVid ULT-P4DRIR28BN 4 Megapixel Network IR Outdoor Dome Camera, 2.8mm Lens, Black Housing
InVid | VIS-P4DRXIR36 | 178 | The VIS-P4DRXIR36 from InVid is a 4 Megapixel IP Plug & Play, Outdoor Rugged Dome, 3.6mm, Fixed Lens, 98' EXIR Range, SD Card Slot, PoE/DC12V. | SKU:VIS-P4DRXIR36,Manufacturer:InVid,Features:Auto Gain Control, Weather Resistant,Infrared Distance:61~100 Feet,Resolution:4 Megapixel,Lens Type:Fixed,Lens Size:3.6mm,Mount Type:Ceiling, Wall,Durability:Weather Resistant,Voltage:PoE,IR Distance:29.87m/98ft,Auto Gain Control:Yes | 4 Megapixel |  | VIS-P4DRXIR36 | InVid VIS-P4DRXIR36 4 Megapixel Network IR Outdoor Dome Camera, 3.6mm Lens
Mobotix | Mx-VD1A-4-IR | 599 | The Mx-VD1A-4-IR from Mobotix uses a 1/3" progressive scan CMOS sensor to capture 2688 x 1520 resolution video at 30 fps. A built-in IR LED provides up to 98' of illumination in low-light conditions. The 3-9mm motorized varifocal lens delivers a 103-35Â° horizontal field of view. Two-way audio communication is possible thanks to an audio input and output. An onboard microSD/SDHC/SDXC slot supports cards up to 128GB. microSD cards are available separately. Integrated PoE technology simplifies connectivity by transferring power and data over one cable.,This dome camera is ONVIF-compliant for profiles S & G, making it compatible with a wide range of surveillance devices. It is equipped with a built-in heater and is IP66 & IK10 rated for outdoor use in areas at risk of vandalism.,Features,Multiple Progressive Scan CMOS Sensor Support with 4MP Resolution,Multi Exposure WDR,Multi Codec Support (H.264/MJPEG),Low Latency Streaming,Triple Stream Support,True Day/Night Function (ICR),IR LED (Working Distance up to 30 m),3D Motion Compensated Noise Reduction (MCTF),Smart Event Function: External Output/Motion Detection/Network Failure Detection/Tampering Alarm/Periodical Event/Manual Trigger/Audio Detection,Text Overlay and Privacy Masks,Micro SD/SDHC/SDXC Card Support,ONVIF Profile S/G Support,Smart Low Bitrate Control,Weatherproof (IP66),Vandal Proof (IK10 Rating),Zero-Down-Time (ZDT) Power Switching | SKU:Mx-VD1A-4-IR,Manufacturer:Mobotix,Features:Audio, Auto Gain Control, Automatic White Balance, Day/Night, Digital Noise Reduction, Digital Zoom, Motion Detection Tracking, ONVIF, Privacy Masking, Vandal Resistant, Weather Resistant, Wide Dynamic Range,Camera Signal :Network IP,Connection Type:Wired,Infrared Distance:61~100 Feet,Resolution:4 Megapixel,Lens Type:Varifocal,Lens Size:3-9mm,Mount Type:Ceiling, Wall,Compression Method:H.264, M-JPEG,Durability:Vandal Resistant, Weather Resistant,Voltage:12vDC, 24vAC, PoE,Dimensions (W x H):Ã˜133.8 x 117.4 mm,Electronic Shutter:1 to 1/10K sec,Image Device:4MP 1/3â€ Progressive CMOS,Minimum Scene Illumination:Color: 0.1 lux, B/W: 0.01 lux,Operating Humidity:10 % to 90 %, no Condensation,Operating Temperature:-55Â°C to 65Â°C (-67Â°F to 131Â°F),Power Consumption:max 13.68 W,Protocols:ARP, PPPoE, IPv4/v6, ICMP, IGMP, QoS, TCP, UDP, DHCP, UPnP, SNMP, SMTP, RTP, RTSP, HTTP, HTTPS, FTP, NTP, DDNS,Weatherproof:IP66,Angle of View:Horizontal (Field of View): 103Â° (Wide), 35Â° (Tele), Vertical (Field of View): 53Â° (Wide), 23Â° (Tele),IR Distance:30m/98.42ft,Audio:Yes,Auto Gain Control:Yes,Day/Night:Yes,Digital Noise Reduction:Yes,Automatic White Balance:Yes,Motion Detection Tracking:Yes,Privacy Masking:Yes,Wide Dynamic Range:Yes,ONVIF:Yes,Digital Zoom:Yes | 4 Megapixel |  | Mx-VD1A-4-IR | Mobotix Mx-VD1A-4-IR 4 Megapixel Outdoor Network Dome Camera with Heater
InVid | ULT-P4TXIR28BN | 190 | The ULT-P4TXIR28BN from InVid is a 4 megapixel IP plug & play turret, WDR, 100â€™ EXIR range, PoE/DC12V.,Features,4 Megapixel (2688 x 1536) Resolution ,Fixed Lens,H.264/H.264+, MJPEG Compression ,True Day/Night,True WDR 120dB,100â€™ EXIR Range,IP66 Weather Resistant ,12VDC/PoE Operation ,ONVIF,Free iOS & Android Apps for Smart Phones & Tablets,Free Central Management Software (CMS) to manage multiple units & sites from a single platform,Free Mac Client | SKU:ULT-P4TXIR28BN,Manufacturer:InVid,Features:Auto Gain Control, Back Light Compensation, Day/Night, Digital Noise Reduction, Flickerless, Mirror, Motion Detection Tracking, ONVIF, Weather Resistant, Wide Dynamic Range,Connection Type:Wired,Infrared Distance:61~100 Feet,Resolution:4 Megapixel,Lens Type:Fixed,Lens Size:2.8mm,Mount Type:Ceiling, Wall,Durability:Weather Resistant,Voltage:PoE,Dimensions (W x H):Ã˜ 5.0" x 3.8" (Ã˜ 127 x 97.5mm),Electronic Shutter:1/30s ~ 1/100,000s,Image Device:1/2.8" progressive scan CMOS,Minimum Scene Illumination:0.01 lux @ (F1.2, AGC ON), 0 lux with IR,Operating Humidity:95% or less (non-condensing),Operating Temperature: -22 Â°F ~ 140 Â°F (-30 Â°C ~ 60 Â°C),Power Consumption:Max, 5.5W (7W with ICR on),Protocols:TCP/IP, HTTP, DHCP, DNS, DDNS, RTP, RTSP, PPPoE, SMTP, NTP, SNMP, HTTPS, FTP, 802.1x, Qos,Video Compression Format:H.264 , H.264+ , M-JPEG,Weatherproof:IP66,Digital Noise Reduction:3D DNR,Angle of View:75.8Â°,IR Distance:30.48m / 100ft,Auto Gain Control:Yes,Day/Night:Yes,Digital Noise Reduction:Yes,Back Light Compensation:Yes,Flickerless:Yes,Motion Detection Tracking:Yes,Wide Dynamic Range:Yes,Mirror:Yes,ONVIF:Yes | 4 Megapixel |  | ULT-P4TXIR28BN | InVid ULT-P4TXIR28BN 4 Megapixel Network IR Outdoor Dome Camera, 2.8mm Lens, Black Housing
Cantek | CT-NC324-XDG 2.8mm | 216.83 | The CT-NC324-XDG 2.8mm from Cantek is a 4 megapixel network IR outdoor dome camera, 2.8mm lens.,Features,1/3" Progressive Scan CMOS,2560 Ã— 1440@30fps,2.8 mm fixed lens,Color: 0.01 Lux @ (F1.2, AGC ON), 0.018 Lux @ (F1.6, AGC ON), 0 Lux with IR,H.265+, H.265, H.264+, H.264,Three streams,120dB WDR,2 Behavior analyses, and face detection,BLC/3D DNR/ROI,IP67,Built-in micro SD/SDHC/SDXC card slot, up to 128 GB,3-Axis adjustment | SKU:CT-NC324-XDG 2.8MM,Manufacturer:Cantek,Features:Auto Gain Control, Back Light Compensation, Day/Night, Digital Noise Reduction, Flickerless, Mirror, Motion Detection Tracking, ONVIF, Privacy Masking, Weather Resistant, Wide Dynamic Range,Camera Signal :Network IP,Connection Type:Wired,Infrared Distance:61~100 Feet,Resolution:4 Megapixel,Lens Type:Fixed,Lens Size:2.8mm,Mount Type:Ceiling, Wall,Compression Method:H.264, M-JPEG, H.265, H.264+, H.265+,Durability:Weather Resistant,Voltage:PoE,Dimensions (W x H):Î¦ 127.3 Ã— 95.9 mm (Î¦ 5.0" Ã— 3.8"),Electronic Shutter:1/3 s to 1/100,000 s,Image Device:1/3" Progressive Scan CMOS,IR Wavelength:850nm,Minimum Scene Illumination:Color: 0.01 Lux @ (F1.2, AGC ON), 0.018 Lux @ (F1.6, AGC ON), 0 Lux with IR,Operating Humidity:95% or less (nonâ€condensing),Operating Temperature:â€30 Â°C to +60 Â°C (â€22 Â°F to +140 Â°F),Power Consumption:6W/7.5W,Protocols:TCP/IP, ICMP, HTTP, HTTPS, FTP, DHCP, DNS, DDNS, RTP, RTSP, RTCP, PPPoE, NTP, UPnPâ„¢, SMTP,SNMP, IGMP, 802.1X, QoS, IPv6, Bonjour,Weatherproof:IP67,Digital Noise Reduction:3D DNR,Angle of View:horizontal FOV: 98Â°, vertical FOV: 55Â°, diagonal FOV: 114Â°,Rotation Angle:0Â° to 360Â°,IR Distance:30m/98.42ft,Auto Gain Control:Yes,Day/Night:Yes,Digital Noise Reduction:Yes,Back Light Compensation:Yes,Flickerless:Yes,Motion Detection Tracking:Yes,Privacy Masking:Yes,Wide Dynamic Range:Yes,Mirror:Yes,ONVIF:Yes | 4 Megapixel |  | CT-NC324-XDG 2.8MM | Cantek CT-NC324-XDG 2.8mm 4 Megapixel Network IR Outdoor Dome Camera, 2.8mm Lens
Hikvision | DS-2CD5546G0-IZHS | 521.28 | The Hikvision Outdoor Varifocal Network Dome Camera provides high definition output. It supports H.265+ video compression, which assures savings in bandwidth and storage. Darkfighter technology allows for viewing and recording in ultra low-light conditions. With a WDR of 140 dB and Lightfighter technology, it provides superb image quality. Offers an EXIR 2.0 IR range of up to 100 ft (30 m) or 165 ft (50 m). Smart features, such as line crossing, intrusion, scene change detection, and face detection are also supported.,Features,1/1.8" (4 MP) Progressive Scan CMOS,2560 x 1440 Resolution @ 30 fps,EXIR 2.0 with up to 100 ft (30 m) or 165 ft (50 m) IR Range,New Anti-IR Reflection Capsule,2.8 to 12 mm or 8 to 32 mm Motorized Varifocal Lens Options,Ultra-Low Light, 0.002 Lux (with f/1.2 Lens), Darkfighter Technology,H.265+, H.265, H.264+, H.264,5 Defined Streams and 5 Custom Streams,140dB WDR, Lightfighter Technology,Alarm and Audio Input/Output,12 VDC Accessory Output,MicroSD Card Slot Supports 256 GB,Anti-Fog Coating on Inside of Lens Cover,IP67, IK10 Protection,12 VDC and PoE (802.3af) | SKU:DS-2CD5546G0-IZHS,Manufacturer:Hikvision,Features:Audio, Auto Gain Control, Automatic White Balance, Back Light Compensation, Day/Night, Digital Noise Reduction, Flickerless, Heater & Fan, Motion Detection Tracking, ONVIF, Privacy Masking, Vandal Resistant, Weather Resistant, Wide Dynamic Range,Camera Signal :Network IP,Connection Type:Wired,Resolution:4 Megapixel,Lens Type:Varifocal,Lens Size:2.8-12mm,Mount Type:Ceiling, Wall,Compression Method:H.264, M-JPEG, H.265, H.264+, H.265+,Durability:Vandal Resistant, Weather Resistant,Voltage: 24vAC , PoE, 12vDC ,Dimensions (W x H):Î¦ 6.4" x 5.5" (Î¦ 162 mm x 140.3 mm),Electronic Shutter:1 s to 1/100,000 s,Image Device:1/1.8â€³ Progressive Scan CMOS,IR Wavelength:850nm,Minimum Scene Illumination:Color: 0.002 lux @ (f/1.2, AGC on), 0.005 lux @ (f/1.8, AGC on), 0 lux with IR,Operating Humidity:95% or less (non-condensing),Operating Temperature:-40Â° F to 140Â° F (-40Â° C to 60Â° C),Power Consumption:12 VDC Â± 20%: 1.4 A, maximum 17 W, PoE (802.3at, class 3): 42.5 V to 57 V, 0.3 A to 0.4 A,Protocols:TCP/IP, ICMP, HTTP, HTTPS, FTP, DHCP, DNS, DDNS, RTP, RTSP, RTCP, PPPoE, NTP, UPnP, SMTP, SNMP,IGMP, 802.1X, QoS, IPv6, UDP, Bonjour,Video Output:1Vp-p composite output (75 Î©/CVBS),Weatherproof:IP67,Digital Noise Reduction:3D DNR,Angle of View:horizontal FOV 102Â° to 38Â°, vertical FOV 53.0Â° to 21.2Â°, diagonal FOV 122.2Â° to 45Â°,Rotation Angle:0Â° to 355Â°,IR Distance:30m / 98.42ft,Audio:Yes,Auto Gain Control:Yes,Day/Night:Yes,Digital Noise Reduction:Yes,Automatic White Balance:Yes,Back Light Compensation:Yes,Flickerless:Yes,Heater & Fan:Yes,Motion Detection Tracking:Yes,Privacy Masking:Yes,Wide Dynamic Range:Yes,ONVIF:Yes | 4 Megapixel |  | DS-2CD5546G0-IZHS | Hikvision DS-2CD5546G0-IZHS 4 Megapixel Network Outdoor IR Dome Camera, 2.8-12mm Lens
Speco | O4D6M | 189.95 | The O4D6M from Speco is a 4 megapixel, H.265, dome IP camera with junction box, 3.3-12mm motorized lens, white housing.,Features,Supports up to 4MP @ 30fps,Motorized lens with auto focus,Built-in standard PoE (IEEE 802.3af),H.265/H.264/MJPEG compression supported,True Day/Night operation (IR cut filter),Adaptive IR LEDs reduce IR saturation,IR range: 98â€™ (depending on scene reflection),True WDR (wide dynamic range) operation,2-way audio communication,Micro SD card slot (card not included),Sensor input and relay output,IP66 compliant, weather resistant,IK10 compliant, vandal resistant,Junction box included,Conformant with ONVIF Profile S | SKU:O4D6M,Manufacturer:Speco,Features:Auto Gain Control, Automatic White Balance, Back Light Compensation, Day/Night, Digital Noise Reduction, On Screen Display Menu, ONVIF, Privacy Masking, Vandal Resistant, Weather Resistant, Wide Dynamic Range,Camera Signal :Network IP,Connection Type:Wired,Infrared Distance:61~100 Feet,Resolution:4 Megapixel,Lens Type:Varifocal,Lens Size:3.3-12mm,Mount Type:Ceiling, Wall,Compression Method:H.264, M-JPEG, H.265,Durability:Vandal Resistant, Weather Resistant,Voltage:12vDC, PoE,Dimensions (W x H):5.9â€ (Dia.) x 4.5â€ (H) ,Electronic Shutter:1/25 - 1/100000 sec,Image Device:Progressive scan 1/3â€ CMOS, 4MP,Minimum Scene Illumination:F1.2, 0 lux (IR LED on) ,Operating Humidity:0% - 90% RH,Operating Temperature: -4Â°F - 122Â°F,Power Consumption:5W,Protocols:IPv4, IPv6, TCP, UDP, RTP, RTSP, HTTP, SMTP, FTP, DHCP,Weatherproof:IP66,Digital Noise Reduction:2D/3D,Angle of View:80Â° - 38Â°,Automatic White Balance:Auto, Indoor, Outdoor, Manual,IR Distance:29.87m/98ft,Auto Gain Control:Yes,Day/Night:Yes,Digital Noise Reduction:Yes,Automatic White Balance:Yes,Back Light Compensation:Yes,On Screen Display Menu:Yes,Privacy Masking:Yes,Wide Dynamic Range:Yes,ONVIF:Yes | 4 Megapixel |  | O4D6M | Speco O4D6M 4 Megapixel Network IR Outdoor Dome Camera, 3.3-12mm Lens, White housing
Samsung | QND-7030R | 175.26 | The QND-7030R from Samsung network camera line is a 4MP indoor dome network camera featuring WiseStream, triple codec H.265/H.264/MJPEG, 6.0mm lens, IR, PoE/12VDC, 120dB True WDR, Defocus Detection, Hallway View, one-way audio and SD card slot (SD/SDHC/SDXC up to 128GB).,Features,Max. 4M resolution,Built-in 6mm fixed lens,Max. 20fps@4M, Max. 30fps@under 2M (H.265/H.264),H.265, H.264, MJPEG codec supported, Multiple streaming,Motion detection, Tampering, Defocus detection,micro SD (128GB) memory slot, PoE / 12V DC,IR viewable length 20m, IK08,Hallway view, WiseStream support,LDC support (Lens Distortion Correction) | SKU:QND-7030R,Manufacturer:Samsung,Features:Audio, Auto Gain Control, Automatic White Balance, Back Light Compensation, Day/Night, Digital Noise Reduction, Flickerless, Mirror, Motion Detection Tracking, On Screen Display Menu, ONVIF, Privacy Masking, Vandal Resistant, Wide Dynamic Range,Camera Signal :Network IP,Connection Type:Wired,Infrared Distance:61~100 Feet,Resolution:4 Megapixel,Lens Type:Fixed,Lens Size:6mm,Mount Type:Ceiling, Wall,Compression Method:H.264, M-JPEG, H.265,Durability:Indoor, Vandal Resistant,Voltage:12vDC, PoE,Automatic Gain Control (AGC):Off / Low / Middle / High,Dimensions (W x H):Ã˜110.0 x 86.0mm (Ã˜4.33" x 3.39"),Electronic Shutter:Minimum / Maximum / Anti flicker,Image Device:1/3" 4M CMOS,Image Pixels Total:2,720(H) x 1,536(V),Image Pixels-Effective:2,688(H) x 1,520(V),Minimum Scene Illumination:Color: 0.3Lux B/W: 0Lux (IR LED on),Operating Humidity:Less than 90% RH,Operating Temperature:-10Â°C ~ +55Â°C (+14Â°F ~ +131Â°F),Power Consumption:Max. 6.5W (PoE), Max. 5.43W (12V DC),Privacy Zone:Off / On (6ea rectangular zones),Protocols:TCP/IP, UDP/IP, RTP(UDP), RTP(TCP), RTCP, RTSP, NTP, HTTP, HTTPS, SSL/TLS, DHCP, PPPoE, FTP, SMTP, ICMP, IGMP, SNMPv1/v2c/v3(MIB-2), ARP, DNS, DDNS, QoS, PIM-SM, UPnP, Bonjour,Scanning System:Progressive,Digital Noise Reduction:SSNR (Off / On),Mirror:Flip / Mirror / Hallway view,On Screen Display Menu:English, French, German, Spanish, Italian, Chinese, Korean, Russian, Japanese, Swedish, Portuguese, Turkish, Polish, Czech, Dutch, Hungarian, Greek,Motion Detection Tracking:Off / On (4ea polygonal zones),Back Light Compensation:Off / BLC / WDR,Automatic White Balance:ATW / AWC / Manual / Indoor / Outdoor,IR Distance:20m/65.62ft,Audio:Yes,Auto Gain Control:Yes,Day/Night:Yes,Digital Noise Reduction:Yes,Automatic White Balance:Yes,Back Light Compensation:Yes,Flickerless:Yes,Motion Detection Tracking:Yes,On Screen Display Menu:Yes,Privacy Masking:Yes,Wide Dynamic Range:Yes,Mirror:Yes,ONVIF:Yes | 4 Megapixel |  | QND-7030R | Samsung QND-7030R 4 Megapixel Network IR Dome Camera, 6mm Lens
InVid | ULT-P4LIR28BN | 220 | The ULT-P4LIR28BN from InVid is a 4 megapixel IP plug & play mini low profile camera, WDR, 33â€™ IR range, PoE/DC12V, SD card slot.,Features,4 Megapixel (2688 x 1536) Resolution ,Fixed Lens,H.264/H.264+, MJPEG Compression ,True Day/Night,True WDR 120dB,33â€™ IR Range,Audio Input/output ,IP66 Weather Resistant ,12VDC/PoE Operation ,ONVIF,SD Slot for Local Storage: Up to 128GB,Free iOS & Android Apps for Smart Phones & Tablets,Free Central Management Software (CMS) to manage multiple units & sites from a single platform,Free Mac Client | SKU:ULT-P4LIR28BN,Manufacturer:InVid,Features:Audio, Auto Gain Control, Back Light Compensation, Day/Night, Digital Noise Reduction, Flickerless, Mirror, Motion Detection Tracking, ONVIF, Vandal Resistant, Weather Resistant, Wide Dynamic Range,Connection Type:Wired,Infrared Distance:0~60 Feet,Resolution:4 Megapixel,Lens Type:Fixed,Lens Size:2.8mm,Mount Type:Ceiling, Wall,Durability:Vandal Resistant, Weather Resistant,Voltage:PoE,Dimensions (W x H):3.93" Ã— 3.84" Ã— 2.1" (99.8 x 97.5 x 53.3mm),Electronic Shutter:1/30s ~ 1/100,000s,Image Device:1/3" progressive scan CMOS,Minimum Scene Illumination:0.01 lux @ (F1.2, AGC ON), 0 lux with IR,Operating Humidity:95% or less (non-condensing),Operating Temperature: -22 Â°F ~ 140 Â°F (-30 Â°C ~ 60 Â°C),Power Consumption:Max. 5W,Protocols:TCP/IP, HTTP, DHCP, DNS, DDNS, RTP, RTSP, PPPoE, SMTP, NTP, SNMP, HTTPS, FTP, 802.1x, Qos,Video Compression Format:H.264 , H.264+ , M-JPEG,Weatherproof:IP66,Digital Noise Reduction:3D DNR,IR Distance:10.05m/33ft,Audio:Yes,Auto Gain Control:Yes,Day/Night:Yes,Digital Noise Reduction:Yes,Back Light Compensation:Yes,Flickerless:Yes,Motion Detection Tracking:Yes,Wide Dynamic Range:Yes,Mirror:Yes,ONVIF:Yes | 4 Megapixel |  | ULT-P4LIR28BN | InVid ULT-P4LIR28BN 4 Megapixel Network IR Outdoor Dome Camera, 2.8mm Lens, Black Housing
Cantek | CT-NC324-XD 4mm | 216.83 | The CT-NC324-XD 4mm from Cantek is a 4 megapixel network IR outdoor dome camera, 4mm lens.,Features,1/3" Progressive Scan CMOS,2560 Ã— 1440@30fps,4 mm fixed lens,Color: 0.01 Lux @ (F1.2, AGC ON), 0.018 Lux @ (F1.6, AGC ON), 0 Lux with IR,H.265+, H.265, H.264+, H.264,Three streams,120dB WDR,2 Behavior analyses, and face detection,BLC/3D DNR/ROI,IP67,Built-in micro SD/SDHC/SDXC card slot, up to 128 GB,3-Axis adjustment | SKU:CT-NC324-XD 4mm,Manufacturer:Cantek,Features:Auto Gain Control, Back Light Compensation, Day/Night, Digital Noise Reduction, Flickerless, Mirror, Motion Detection Tracking, ONVIF, Privacy Masking, Weather Resistant, Wide Dynamic Range,Camera Signal :Network IP,Connection Type:Wired,Infrared Distance:61~100 Feet,Resolution:4 Megapixel,Lens Type:Fixed,Lens Size:4mm,Mount Type:Ceiling, Wall,Compression Method:H.264, M-JPEG, H.265, H.264+, H.265+,Durability:Weather Resistant,Voltage:PoE,Dimensions (W x H):Î¦ 127.3 Ã— 95.9 mm (Î¦ 5.0" Ã— 3.8"),Electronic Shutter:1/3 s to 1/100,000 s,Image Device:1/3" Progressive Scan CMOS,IR Wavelength:850nm,Minimum Scene Illumination:Color: 0.01 Lux @ (F1.2, AGC ON), 0.018 Lux @ (F1.6, AGC ON), 0 Lux with IR,Operating Humidity:95% or less (nonâ€condensing),Operating Temperature:â€30 Â°C to +60 Â°C (â€22 Â°F to +140 Â°F),Power Consumption:6W/7.5W,Protocols:TCP/IP, ICMP, HTTP, HTTPS, FTP, DHCP, DNS, DDNS, RTP, RTSP, RTCP, PPPoE, NTP, UPnPâ„¢, SMTP,SNMP, IGMP, 802.1X, QoS, IPv6, Bonjour,Weatherproof:IP67,Digital Noise Reduction:3D DNR,Angle of View:horizontal FOV: 78Â°, vertical FOV: 42Â°, diagonal FOV: 93Â°,Rotation Angle:0Â° to 360Â°,IR Distance:30m/98.42ft,Auto Gain Control:Yes,Day/Night:Yes,Digital Noise Reduction:Yes,Back Light Compensation:Yes,Flickerless:Yes,Motion Detection Tracking:Yes,Privacy Masking:Yes,Wide Dynamic Range:Yes,Mirror:Yes,ONVIF:Yes | 4 Megapixel |  | CT-NC324-XD 4mm | Cantek CT-NC324-XD 4mm 4 Megapixel Network IR Outdoor Dome Camera, 4mm Lens
Geovision | GV-AVD4710 | 265 | The vandal proof IP dome is an outdoor camera designed with IK10 vandal resistance and IP67 ingress protection. GV-AVD4710 supports H.265 video codec to achieve better compression ratio while maintaining high quality pictures at reduced network bandwidths. The camera is equipped with an automatic IR-cut filter and IR LEDs for day and night surveillance. Adjustable in 3 axis (pan, tilt and rotate), it offers an entry-level surveillance solution with all the essential features and excellent image quality.,Features,1/3â€ progressive scan low lux CMOS,Min. illumination at 0.02 lux,Triple streams from H.265, H.264 and MJPEG,Up to 20 fps at 2592 x 1520, 25 fps at 2560 x 1440 and 30 fps at 2048 x 1520 ,Motorized varifocal lens for remote focus / zoom adjustment,Intelligent IR,IR distance up to 30 m (98.4 ft),Day and Night function (with removable IRâ€cut filter),Vandal resistance (IK10 for metal casing),Ingress protection (IP67),3â€axis mechanism (pan / tilt / rotate),DC 12V / PoE (IEEE 802.3af),Built-in micro SD card slot (SD / SDHC / SDXC / UHSâ€I, Class 10) for local storage,Two-way audio,Wide Dynamic Range Pro (WDR Pro),Defog ,3D noise reduction,Motion detection ,Text overlay,Privacy mask ,Tampering Alarm,ONVIF (Profile S) conformant | SKU:84-AVD471W-0010,Manufacturer:Geovision,Features:Audio, Auto Gain Control, Automatic White Balance, Day/Night, Digital Noise Reduction, Motion Detection Tracking, On Screen Display Menu, ONVIF, Privacy Masking, Vandal Resistant, Weather Resistant, Wide Dynamic Range,Camera Signal :Network IP,Connection Type:Wired,Resolution:4 Megapixel,Lens Type:Varifocal,Lens Size:2.8-12mm,Mount Type:Ceiling, Wall,Compression Method:H.264, M-JPEG, H.265,Durability:Vandal Resistant, Weather Resistant,Voltage:PoE,Automatic Gain Control (AGC):Automatic, Manual,Dimensions (W x H):Ã˜148 x 111.3 mm (Ã˜5.8â€ x 4.4â€),Electronic Shutter:Automatic, Manual (1/6 ~ 1/100000 sec),Image Device:1/3â€ progressive scan low lux CMOS,Image Pixels-Effective:2 IR LEDs,Minimum Scene Illumination:Color 0.02 Lux, IR On 0 Lux,Operating Humidity:0% to 95% (no condensation) ,Operating Temperature:â€40Â°C ~ 60Â°C (â€22Â°F ~ 140Â°F),Power Consumption:7.2W,Protocols:DHCP, DynDNS, FTP, HTTP, HTTPS, IPv4, ICMP, L2TP, NTP, PPPoE, RTP, RTSP, SMTP, SIP, TCP/IP, UDP, ONVIF (Profile S),S/N Ratio:56 dB,Weatherproof:IP67,Digital Noise Reduction:3D,Angle of View:91Â°~27Â°,Rotation Angle:0Â° ~ 360Â°,Automatic White Balance:Automatic, Manual,IR Distance:30m / 98.4ft,Audio:Yes,Auto Gain Control:Yes,Day/Night:Yes,Digital Noise Reduction:Yes,Automatic White Balance:Yes,Motion Detection Tracking:Yes,On Screen Display Menu:Yes,Privacy Masking:Yes,Wide Dynamic Range:Yes,ONVIF:Yes | 4 Megapixel |  | 84-AVD471W-0010 | Geovision 84-AVD471W-0010 GV-AVD4710 4 Megapixel Network IR Outdoor Dome Camera, 2.8-12mm Lens
Hikvision | DS-2CD5146G0-IZS | 403.46 | The Hikvision DS-2CD5146G0-IZS Indoor Varifocal Network Dome Camera provides high definition output. It supports H.265+ video compression, which assures savings in bandwidth and storage. Darkfighter technology allows for viewing and recording in ultra low-light conditions. With a WDR of 140 dB and Lightfighter technology, it provides superb image quality. The camera is equipped with a 2.8 to 12 mm motorized varifocal lens, and offers an EXIR 2.0 IR range of up to 100 ft (30 m). Smart features, such as line crossing, intrusion, scene change detection, and face recognition are also supported.,Features,1/1.8" (4 MP) Progressive Scan CMOS,2560 x 1440 Resolution @ 30 fps,EXIR 2.0 with up to 100 ft (30 m) IR Range,2.8 to 12 mm Motorized Lens,Ultra-Low Light, 0.002 Lux (with f/1.2 Lens), Darkfighter Technology,H.265+, H.265, H.264+, H.264,140dB WDR, Lightfighter Technology,Alarm/Audio Input/Output,12 VDC Accessory Output,MicroSD Card Slot Supports 256 GB,IK10 Protection,Dome has Anti-Reflective Coating,12 VDC and PoE (802.3af) | SKU:DS-2CD5146G0-IZS,Manufacturer:Hikvision,Features:Audio, Auto Gain Control, Automatic White Balance, Back Light Compensation, Day/Night, Digital Noise Reduction, Flickerless, Motion Detection Tracking, ONVIF, Privacy Masking, Vandal Resistant, Wide Dynamic Range,Camera Signal :Network IP,Connection Type:Wired,Resolution:4 Megapixel,Lens Type:Varifocal,Lens Size:2.8-12mm,Mount Type:Ceiling, Wall,Compression Method:H.264, M-JPEG, H.265, H.264+, H.265+,Durability:Indoor, Vandal Resistant,Voltage: PoE, 12vDC ,Dimensions (W x H):Î¦ 5.5" x 4.8" (Î¦ 140.5 mm x 122.6 mm),Electronic Shutter:1 s to 1/100,000 s,Image Device:1/1.8â€³ Progressive Scan CMOS,IR Wavelength:850nm,Minimum Scene Illumination:Color: 0.002 lux @ (f/1.2, AGC on), 0 lux with IR,Operating Humidity:95% or less (non-condensing),Operating Temperature:-22Â° F to 140Â° F (-30Â° C to 60Â° C),Power Consumption:12 VDC, 0.7 A, maximum 8 W; PoE (802.3at, 36 V to 57 V), 0.3 A to 0.2 A,Protocols:TCP/IP, ICMP, HTTP, HTTPS, FTP, DHCP, DNS, DDNS, RTP, RTSP, RTCP, PPPoE, NTP, UPnP, SMTP, SNMP,IGMP, 802.1X, QoS, IPv6, UDP, Bonjour,Video Output:1Vp-p composite output (75 Î©/CVBS),Digital Noise Reduction:3D DNR,Angle of View:horizontal FOV 102Â° to 38Â°, vertical FOV 53.0Â° to 21.2Â°, diagonal FOV 122.2Â° to 45Â°,Rotation Angle:0Â° to 360Â°,IR Distance:30m / 98.42ft,Audio:Yes,Auto Gain Control:Yes,Day/Night:Yes,Digital Noise Reduction:Yes,Automatic White Balance:Yes,Back Light Compensation:Yes,Flickerless:Yes,Motion Detection Tracking:Yes,Privacy Masking:Yes,Wide Dynamic Range:Yes,ONVIF:Yes | 4 Megapixel |  | DS-2CD5146G0-IZS | Hikvision DS-2CD5146G0-IZS 4 Megapixel Network Indoor IR Dome Camera, 2.8-12mm Lens
InVid | ULT-P4LIR28N | 165 | The ULT-P4LIR28N from InVid is a 4 megapixel network IR outdoor dome camera, 2.8mm lens.,Features,4 Megapixel (2688 x 1536) ResolutionÂ ,Fixed Lens,H.264/H.264+, MJPEG CompressionÂ ,True Day/Night,True WDR 120dB,33â€™ IR Range,Audio Input/OutputÂ ,IP66 Weather ResistantÂ ,12VDC/PoE Operation,ONVIF,SD Slot for Local Storage: Up to 128GB,Free iOS & Android Apps for Smart Phones & Tablets,Free Central Management Software (CMS) to manage multiple units & sites from a single platform,Free Mac Client | SKU:ULT-P4LIR28N,Manufacturer:InVid,Features:Auto Gain Control, Back Light Compensation, Day/Night, Digital Noise Reduction, Flickerless, Mirror, Motion Detection Tracking, ONVIF, Vandal Resistant, Weather Resistant, Wide Dynamic Range,Camera Signal :Network IP,Connection Type:Wired,Infrared Distance:0~60 Feet,Resolution:4 Megapixel,Lens Type:Fixed,Lens Size:2.8mm,Mount Type:Ceiling, Wall,Compression Method:H.264, M-JPEG, H.264+,Durability:Vandal Resistant, Weather Resistant,Voltage:12vDC, PoE,Dimensions (W x H):3.93" Ã— 3.84" Ã— 2.1" (99.8 x 97.5 x 53.3mm),Electronic Shutter:1/30s ~ 1/100,000s,Image Device:1/3" progressive scan CMOS,Minimum Scene Illumination:0.01 lux @ (F1.2, AGC ON), 0 lux with IR,Operating Humidity:95% or less (non-condensing),Operating Temperature:-22 Â°F ~ 140 Â°F (-30 Â°C ~ 60 Â°C),Power Consumption:Max. 5W,Protocols:TCP/IP, HTTP, DHCP, DNS, DDNS, RTP, RTSP, PPPoE, SMTP, NTP, SNMP, HTTPS, FTP, 802.1x, Qos,Weatherproof:IP66,Digital Noise Reduction:3D DNR,IR Distance:10.05m/33ft,Auto Gain Control:Yes,Day/Night:Yes,Digital Noise Reduction:Yes,Back Light Compensation:Yes,Flickerless:Yes,Motion Detection Tracking:Yes,Wide Dynamic Range:Yes,Mirror:Yes,ONVIF:Yes | 4 Megapixel |  | ULT-P4LIR28N | InVid ULT-P4LIR28N 4 Megapixel Network IR Outdoor Dome Camera, 2.8mm Lens
InVid | ULT-P4TXIR6 | 144 | The ULT-P4TXIR6 from InVid is a 4 megapixel network IP IR outdoor dome camera, 6mm lens, white housing.,Features,4 Megapixel (2688 x 1536) Resolution,Fixed Lens,H.264/H.264+, MJPEG Compression,True Day/Night,True WDR 120dB,100â€™ EXIR Range,IP66 Weather ResistantÂ ,12VDC/PoE Operation,ONVIF,Free iOS & Android Apps for Smart Phones & Tablets,Free Central Management Software (CMS) to manage multiple units & sites from a single platform,Free Mac Client | SKU:ULT-P4TXIR6,Manufacturer:InVid,Features:Auto Gain Control, Back Light Compensation, Day/Night, Digital Noise Reduction, Flickerless, Mirror, Motion Detection Tracking, ONVIF, Weather Resistant, Wide Dynamic Range,Camera Signal :Network IP,Connection Type:Wired,Infrared Distance:61~100 Feet,Resolution:4 Megapixel,Lens Type:Fixed,Lens Size:6mm,Mount Type:Ceiling, Wall,Compression Method:H.264, M-JPEG, H.264+,Durability:Weather Resistant,Voltage:12vDC, PoE,Dimensions (W x H):Ã˜ 5.0" x 3.8" (Ã˜ 127 x 97.5mm),Electronic Shutter:1/30s ~ 1/100,000s,Image Device:1/2.8" progressive scan CMOS,Minimum Scene Illumination:0.01 lux @ (F1.2, AGC ON), 0 lux with IR,Operating Humidity:95% or less,Operating Temperature:-22 Â°F ~ 140 Â°F (-30 Â°C ~ 60 Â°C),Power Consumption:Max, 5.5W (7W with ICR on),Protocols:TCP/IP, HTTP, DHCP, DNS, DDNS, RTP, RTSP, PPPoE, SMTP, NTP, SNMP, HTTPS, FTP, 802.1x, Qos,Weatherproof:IP66,Digital Noise Reduction:3D DNR,Back Light Compensation:Yes, zone configurable,IR Distance:30.48m/100ft,Auto Gain Control:Yes,Day/Night:Yes,Digital Noise Reduction:Yes,Back Light Compensation:Yes,Flickerless:Yes,Motion Detection Tracking:Yes,Wide Dynamic Range:Yes,Mirror:Yes,ONVIF:Yes | 4 Megapixel |  | ULT-P4TXIR6 | InVid ULT-P4TXIR6 4 Megapixel Network IP IR Dome Camera, 6mm Lens, White
InVid | ULT-P4TXIR12 | 149 | The ULT-P4TXIR12 from InVid is a 4 megapixel IP plug & play, outdoor turret, 12mm, 100' EXIR range, WDR, PoE/DC12V, white.,Features,4 Megapixel (2688 x 1536) Resolution,Fixed Lens,H.264/H.264+, MJPEG Compression,True Day/Night,True WDR 120dB,100â€™ EXIR Range,IP66 Weather ResistantÂ ,12VDC/PoE Operation,ONVIF,Free iOS & Android Apps for Smart Phones & Tablets,Free Central Management Software (CMS) to manage multiple units & sites from a single platform,Free Mac Client | SKU:ULT-P4TXIR12,Manufacturer:InVid,Features:Auto Gain Control, Back Light Compensation, Day/Night, Digital Noise Reduction, Flickerless, Mirror, Motion Detection Tracking, ONVIF, Weather Resistant, Wide Dynamic Range,Camera Signal :Network IP,Connection Type:Wired,Infrared Distance:61~100 Feet,Resolution:4 Megapixel,Lens Type:Fixed,Lens Size:12mm,Mount Type:Ceiling, Wall,Compression Method:H.264, M-JPEG, H.264+,Durability:Weather Resistant,Voltage:12vDC, PoE,Dimensions (W x H):Ã˜ 5.0" x 3.8" (Ã˜ 127 x 97.5mm),Electronic Shutter:1/30s ~ 1/100,000s,Image Device:1/2.8" progressive scan CMOS,Minimum Scene Illumination:0.01 lux @ (F1.2, AGC ON), 0 lux with IR,Operating Humidity:95% or less,Operating Temperature:-22 Â°F ~ 140 Â°F (-30 Â°C ~ 60 Â°C),Power Consumption:Max, 5.5W (7W with ICR on),Protocols:TCP/IP, HTTP, DHCP, DNS, DDNS, RTP, RTSP, PPPoE, SMTP, NTP, SNMP, HTTPS, FTP, 802.1x, Qos,Weatherproof:IP66,Digital Noise Reduction:3D DNR,Back Light Compensation:Yes, zone configurable,IR Distance:30.48m/100ft,Auto Gain Control:Yes,Day/Night:Yes,Digital Noise Reduction:Yes,Back Light Compensation:Yes,Flickerless:Yes,Motion Detection Tracking:Yes,Wide Dynamic Range:Yes,Mirror:Yes,ONVIF:Yes | 4 Megapixel |  | ULT-P4TXIR12 | InVid ULT-P4TXIR12 4 Megapixel Network IP IR Dome Camera, 12mm Lens, White
InVid | ULT-P4TXIR28B | 128 | The ULT-P4TXIR28B from InVid is a 4 megapixel network IP IR outdoor dome camera, 2.8mm lens, black housing.,Features,4 Megapixel (2688 x 1536) Resolution,Fixed Lens,H.264/H.264+, MJPEG Compression,True Day/Night,True WDR 120dB,100â€™ EXIR Range,IP66 Weather ResistantÂ ,12VDC/PoE Operation,ONVIF,Free iOS & Android Apps for Smart Phones & Tablets,Free Central Management Software (CMS) to manage multiple units & sites from a single platform,Free Mac Client | SKU:ULT-P4TXIR28B,Manufacturer:InVid,Features:Auto Gain Control, Back Light Compensation, Day/Night, Digital Noise Reduction, Flickerless, Mirror, Motion Detection Tracking, ONVIF, Weather Resistant, Wide Dynamic Range,Camera Signal :Network IP,Connection Type:Wired,Infrared Distance:61~100 Feet,Resolution:4 Megapixel,Lens Type:Fixed,Lens Size:2.8mm,Mount Type:Ceiling, Wall,Compression Method:H.264, M-JPEG, H.264+,Durability:Weather Resistant,Voltage:12vDC, PoE,Dimensions (W x H):Ã˜ 5.0" x 3.8" (Ã˜ 127 x 97.5mm),Electronic Shutter:1/30s ~ 1/100,000s,Image Device:1/2.8" progressive scan CMOS,Minimum Scene Illumination:0.01 lux @ (F1.2, AGC ON), 0 lux with IR,Operating Humidity:95% or less,Operating Temperature:-22 Â°F ~ 140 Â°F (-30 Â°C ~ 60 Â°C),Power Consumption:Max, 5.5W (7W with ICR on),Protocols:TCP/IP, HTTP, DHCP, DNS, DDNS, RTP, RTSP, PPPoE, SMTP, NTP, SNMP, HTTPS, FTP, 802.1x, Qos,Weatherproof:IP66,Digital Noise Reduction:3D DNR,Back Light Compensation:Yes, zone configurable,IR Distance:30.48m/100ft,Auto Gain Control:Yes,Day/Night:Yes,Digital Noise Reduction:Yes,Back Light Compensation:Yes,Flickerless:Yes,Motion Detection Tracking:Yes,Wide Dynamic Range:Yes,Mirror:Yes,ONVIF:Yes | 4 Megapixel |  | ULT-P4TXIR28B | InVid ULT-P4TXIR28B 4 Megapixel Network IP IR Dome Camera, 2.8mm Lens, Black
Speco | O4MD3 | 124.95 | The O4MD3 from Speco is a 4 megapixel network IR outdoor mini-dome camera with wall mount bracket, 2.8mm lens, white housing.,Features,Supports up to 4MP @ 30fps,Built-in standard PoE (IEEE 802.3af),H.265/H.264/MJPEG compression supported,True Day/Night operation (IR cut filter),Adaptive IR LEDs reduce IR saturation,IR Range: 32â€™ (depending on scene reflection),True WDR (wide dynamic range) operation,Built-in microphone,Micro SD slot for edge storage (Micro SD card not included),IP66 compliant, weather resistant,IK10 compliant, vandal resistant,Wall mounting bracket included,Conformant with ONVIF Profile S | SKU:O4MD3,Manufacturer:Speco,Features:Auto Gain Control, Automatic White Balance, Day/Night, Digital Noise Reduction, Motion Detection Tracking, On Screen Display Menu, ONVIF, Privacy Masking, Vandal Resistant, Weather Resistant, Wide Dynamic Range,Camera Signal :Network IP,Connection Type:Wired,Infrared Distance:0~60 Feet,Resolution:4 Megapixel,Lens Type:Fixed,Lens Size:2.8mm,Mount Type:Wall,Compression Method:H.264, M-JPEG, H.265,Durability:Vandal Resistant, Weather Resistant,Voltage:12vDC, PoE,Dimensions (W x H):4.3â€ (W) x 2.3â€ (H),Electronic Shutter:1/25 - 1/100000 sec,Image Device:Progressive scan 1/3â€ CMOS, 4MP,Minimum Scene Illumination:F1.2, 0 lux (IR LED on),Operating Humidity:10% - 90% RH,Operating Temperature:-4Â°F - 122Â°F,Power Consumption:4W,Protocols:IPv4, IPv6, TCP, UDP, RTP, RTSP, HTTP, SMTP, FTP, DH,Weatherproof:IP66,Digital Noise Reduction:2D/3D,Angle of View:103Â°,Rotation Angle:0Â° -350Â°,Automatic White Balance:Auto, Indoor, Outdoor, Manual,IR Distance:9.75m/32ft,Auto Gain Control:Yes,Day/Night:Yes,Digital Noise Reduction:Yes,Automatic White Balance:Yes,Motion Detection Tracking:Yes,On Screen Display Menu:Yes,Privacy Masking:Yes,Wide Dynamic Range:Yes,ONVIF:Yes | 4 Megapixel |  | O4MD3 | Speco O4MD3 4 Megapixel Network IR Outdoor Mini-Dome Camera with Wall Mount Bracket, 2.8mm Lens, White
Hikvision | ECI-D64Z2 | 249 | The Hikvision ECI-D64Z2 Outdoor Varifocal Dome Camera provides high definition network output. It supports H.265+ video compression technology, which assures savings in bandwidth and storage. EXIR 2.0 is Hikvisionâ€™s proprietary IR extended range technology, which has a range of 100 feet (30 meters). The 2.8 mm to 12 mm motorized varifocal lens is optimized for viewing angles that fit any situation. This flexible technology allows for the angle of view to be changed at will in order to focus on an area of interest. ,Features,1/3" (4 MP) Progressive Scan CMOS, Up to 2560 x 1440 Resolution, 2.8 mm to 12 mm Motorized Varifocal Lens, EXIR 2.0 with up to 100 ft (30 m) IR Range, H.265+/H.265/H.264+/H.264/MJPEG, 120 dB True WDR Produces Clearer Image, MicroSD Card Slot Supports 128 GB, IP67, IK10 Protection, Durable Metal Housing, 12 VDC Â±25% (PoE IEEE802.3af), Max. 10 W | SKU:ECI-D64Z2,Manufacturer:Hikvision,Camera Signal :Network IP,Connection Type:Wired,Infrared Distance:61~100 Feet,Resolution:4 Megapixel,Lens Type:Varifocal ,Lens Size:2.8-12mm,Mount Type: Ceiling, Wall ,Compression Method: H.264+ , H.265 , H.265+ , M-JPEG, H.264 ,Durability: Vandal Resistant, Weather Resistant ,Voltage: PoE, 12vDV ,Dimensions (W x H):Ã˜5.6" x 3.9" (Ã˜141 mm x 99.6 mm),Electronic Shutter:1/3 s to 1/100, 000 s, slow shutter supported,Image Device:1/3" (4 MP) progressive scan CMOS,IR Wavelength:850 nm,Minimum Scene Illumination:Color: 0.018 Lux @ (f/1.6, AGC on),Operating Humidity:95% or less (non-condensing),Operating Temperature:-22Â° to 140Â° F (-30Â° to 60Â° C),Power Consumption:12 VDC, 0.8 A, maximum: 10 W; PoE: (802.3af, 36 V to 57 V), 0.35 A to 0.2 A, maximum: 12 W,Protocols:TCP/IP, ICMP, HTTP, HTTPS, FTP, DHCP, DNS, DDNS, RTP, RTSP, RTCP, NTP, UPnP, SMTP, IGMP, 802.1X, QoS, IPv6, UDP, Bonjour,Weatherproof:IP67,Digital Noise Reduction:3D DNR,Angle of View:Horizontal field of view: 98Â° to 28Â°; vertical field of view: 51Â° to 16Â°; diagonal field of view: 116Â° to 32Â°,Rotation Angle:0Â° to 360Â°,IR Distance:30m/100ft,Auto Gain Control:Yes,Day/Night:Yes,Digital Noise Reduction:Yes,Automatic White Balance:Yes,Back Light Compensation:Yes,Flickerless:Yes,Motion Detection Tracking:Yes,Privacy Masking:Yes,Wide Dynamic Range:Yes,Mirror:Yes,ONVIF:Yes | 4 Megapixel |  | ECI-D64Z2 | Hikvision ECI-D64Z2 4 Megapixel Outdoor EXIR Varifocal Network Dome Camera, 2.8-12mm Lens
Dahua | N44CL52 | 123.2 | The 4 MP mini dome camera features an advanced 1/3-in. Progressive-scan imager with a 2.8 mm fixed lens. The camera offers True Wide Dynamic Range, a True Day/Night IR Cut filter, IP67 Ingress Protection and operation in extreme temperatures to deliver superior images in all lighting and environmental conditions. The camera is a component of Dehua's innovative Enhanced Power over Ethernet (ePoE) system that transmits power and data over long distances without the need for repeaters or multiple switches.,Features,1/3-in. 4 MP Progressive-scan CMOS Sensor,Triple-stream Encoding,Smart H. 265+ and H.264 Dual Codec,4 MP at 30 fps Maximum Resolution,2.8 mm Fixed Lens Options,Enhanced Power and Data Transmission Distances (ePoE),True Wide Dynamic Range (120 dB) and True Day/Night (ICR),Maximum IR LED Distance 30 m (98 ft),IP67 Ingress Protection and IK10 Vandal Resistance,Intelligent Video System | SKU:N44CL52,Manufacturer:Dahua,Features:Audio, Auto Gain Control, Automatic White Balance, Back Light Compensation, Day/Night, Digital Noise Reduction, Digital Zoom, Mirror, Motion Detection Tracking, ONVIF, Privacy Masking, Vandal Resistant, Weather Resistant, Wide Dynamic Range,Camera Signal :Network IP,Connection Type:Wired,Infrared Distance:61~100 Feet,Resolution:4 Megapixel,Lens Type:Fixed,Lens Size:2.8mm,Mount Type:Ceiling, Wall,Compression Method:H.264, H.265, H.264+, H.265+,Durability:Vandal Resistant, Weather Resistant,Voltage:12vDC, PoE,Automatic Gain Control (AGC):Auto, Manual,Dimensions (W x H):Ã¸109.90 mm x 81.0 mm,Electronic Shutter:Auto, Manual, 1/3 s to 1/100,000 s,Image Device:1/3-in. 4 MP Progressive-scan CMOS,Image Pixels-Effective:2688 (H) x 1520 (V),IR LEDs:18,Minimum Scene Illumination:Color: 0.06 lux at F1.6 (1/3 s, 30 IRE), Color: 0.4 lux at F1.6 (1/30 s, 30 IRE), 0 lux at F1.6 (IR on),Operating Humidity:Less than 95% RH,Operating Temperature:â€“30Â° C to +60Â° C (â€“22Â° F to +140Â° F),Power Consumption:< 5 W,Privacy Zone:Off, On (4 Areas, Rectangular),Protocols:HTTP, HTTPs, TCP, ARP, RTSP, RTP, UDP, SMTP, FTP, DHCP, DNS, DDNS, PPPOE, IPv4/v6, QoS, UPnP, NTP, Bonjour, 802.1x, Multicast, ICMP, IGMP, SNMP,S/N Ratio:More than 50 dB,Scanning System:Progressive,Weatherproof:IP67,Digital Noise Reduction:3D DNR,Mirror:Off, On ,Angle of View:Horizontal: 104Â°, Vertical: 55Â° ,Rotation Angle:0Ëš to 355Ëš,Motion Detection Tracking:Off, On (4 Zones, Rectangular),Automatic White Balance:Auto, Natural, Street Lamp, Outdoor, Manual,IR Distance:30m / 98ft,Audio:Yes,Auto Gain Control:Yes,Day/Night:Yes,Digital Noise Reduction:Yes,Automatic White Balance:Yes,Back Light Compensation:Yes,Motion Detection Tracking:Yes,Privacy Masking:Yes,Wide Dynamic Range:Yes,Mirror:Yes,ONVIF:Yes,Digital Zoom:Yes | 4 Megapixel |  | N44CL52 | Dahua N44CL52 4 Megapixel Network IR Outdoor Dome Camera, 2.8mm Lens
Hikvision | DS-2DF8436IX-AELW | 2156.23 | The DS-2DF8436IX-AELW from Hikvision is a 4MP 36Ã— Network IR Speed Dome adopts 1/1.8" progressive scan CMOS chip. With the 36Ã— optical zoom lens, the camera offers more details over expansive areas.,The DS-2DF8436IX-AELW camera can be widely used for wide ranges of high-definition, such as the rivers, forests, roads, railways, airports, ports, squares, parks, scenic spots, stations and large venues, etc.,Features,1/1.8" progressive scan CMOS,Up to 2560 Ã— 1440 resolution,Min. Illumination: Color: 0.002 Lux @(F1.5, AGC ON) B/W: 0.0002 Lux @(F1.5, AGC ON) 0 Lux with IR,36Ã— optical zoom, 16Ã— digital zoom,WDR, 3D DNR, HLC, Smart IR,24 VAC & Hi-PoE,Up to 200 m IR distance,Support H.265+/H.265 video compression,Support rapid focus,Deep-learning-based target classification algorithm for auto-tracking 2.0 and perimeter protection | SKU:DS-2DF8436IX-AELW,Manufacturer:Hikvision,Features:Audio, Auto Gain Control, Automatic White Balance, Back Light Compensation, Day/Night, Digital Noise Reduction, Digital Zoom, ONVIF, Privacy Masking, Weather Resistant, Wide Dynamic Range,Camera Signal :Network IP,Connection Type:Wired,Infrared Distance:101 Feet +,Resolution:4 Megapixel,Lens Type:Motorized Zoom,Lens Size:36X,Mount Type:Pendant,Compression Method:H.264, M-JPEG, H.265, H.264+, H.265+,Durability:Weather Resistant,Voltage:HPoE,Automatic Gain Control (AGC):Auto/Manual,Dimensions (W x H):Î¦ 266.6 mm Ã— 410 mm (Î¦ 10.50" Ã— 16.14"),Electronic Shutter:1/1 s to 1/30,000 s,Image Device:1/1.8" progressive scan CMOS,Minimum Scene Illumination:Color: 0.002 Lux @(F1.5, AGC ON) B/W: 0.0002 Lux @(F1.5, AGC ON) 0 Lux with IR,Operating Humidity:â‰¤ 90%,Operating Temperature:-40Â°C to 70Â°C (-40Â°F to 158Â°F),Power Consumption:24 VAC: Max. 60 W, Hi-PoE: Max. 50 W,Privacy Zone:24 programmable polygon privacy masks,Protocols:IPv4/IPv6, HTTP, HTTPS, 802.1x, Qos, FTP, SMTP, UPnP, SNMP, DNS, DDNS, NTP, RTSP, RTCP, RTP, TCP/IP, DHCP, PPPoE, Bonjour,Weatherproof:IP67,Digital Noise Reduction:3D: Support,Angle of View:Horizontal field of view: 51.1Â° to 1.7Â° (wide-tele), Vertical field of view: 31.3Â° to 1.0Â° (wide-tele), Diagonal field of view: 58.0Â° to 2.0Â° (wide-tele),Back Light Compensation:Support,Automatic White Balance:Auto/Manual/ATW (Auto-tracking White Balance)/Indoor/Outdoor/Fluorescent Lamp/Sodium Lamp,IR Distance:200m/656.17ft,Audio:Yes,Auto Gain Control:Yes,Day/Night:Yes,Digital Noise Reduction:Yes,Automatic White Balance:Yes,Back Light Compensation:Yes,Privacy Masking:Yes,Wide Dynamic Range:Yes,ONVIF:Yes,Digital Zoom:Yes | 4 Megapixel |  | DS-2DF8436IX-AELW | Hikvision DS-2DF8436IX-AELW 4 Megapixel Outdoor IR Network PTZ Dome Camera with Wiper, 36X
COP-USA | CD259IP4M-9543 | 249.2 | The CD259IP4M-9543 from COP-USA is a 4MP waterproof IR IP dome camera, 2588x1520 resolution, 3.3~12mm varifocal lens, day&night ICR, 3D DNR, digital WDR, 98ft IR Range, up to 128GB local storage using SD card, P2P, supports POE, smartphone remote access, IP66 & IK10 Ingress protection, DC12V 416mA.,Features,4MP (2560 Ã— 1440) H.265 full real time coding,Max resolution: 2560 Ã— 1440,ICR auto switch, true day / night,20 ~ 30m IR night view distance,3D DNR, digital WDR,Support auto zoom and manual zoom,ROI coding,Support local CVBS video output and two-way audio,Support PoE power supply,Support smart phone, iPad, remote monitoring,Support P2P,IP66 & IK10 ingress protection,Support three streams | SKU:CD259IP4M-9543,Manufacturer:COP-USA,Features:Auto Gain Control, Automatic White Balance, Day/Night, Digital Noise Reduction, Motion Detection Tracking, Vandal Resistant, Weather Resistant, Wide Dynamic Range,Camera Signal :Network IP,Connection Type:Wired,Infrared Distance:61~100 Feet,Resolution:4 Megapixel,Lens Type:Varifocal,Lens Size:3.3-12mm,Mount Type:Ceiling, Wall,Compression Method:H.264, M-JPEG, H.265,Durability:Vandal Resistant, Weather Resistant,Voltage:12vDC, PoE,Dimensions (W x H):Î¦150 Ã— 114,Electronic Shutter:1 / 25 s ~ 1 / 100000 s,Image Device:1/3" CMOS,Minimum Scene Illumination:0.05 lux @F1.2, AGC ON; 0 lux with IR,Operating Humidity: 90 % humidity,Operating Temperature:- 20 Â°C ~ 50 Â°C,Power Consumption:< 2.5W,Protocols:TCP/IP, UDP, DHCP, NTP, RTSP, PPPoE, DDNS, SMTP, FTP,Video Output:CVBS video output (BNCx1),Weatherproof:IP66,Digital Noise Reduction:3D DNR,Angle of View:80 ~ 38Â°,Rotation Angle:0Â°~360Â°,IR Distance:20m/65.61ft - 30m/98.42ft,Audio:Yes,Auto Gain Control:Yes,Day/Night:Yes,Digital Noise Reduction:Yes,Automatic White Balance:Yes,Motion Detection Tracking:Yes,Wide Dynamic Range:Yes | 4 Megapixel |  | CD259IP4M-9543 | COP-USA CD259IP4M-9543 4 Megapixel Network IR Waterproof Dome Camera
COP-USA | CD45IP4M-9541 | 166.6 | The CD45IP4M-9541 from COP-USA is a 4MP IP waterproof and vandal proof dome camera, POE, 2560x1440 resolution, ICR day & night ,3.6mm fixed lens, 65ft IR range, 3D DNR, digital WDR, P2P, smartphone remote access, IP66 & IK10 ingress protection, DC12V 350mA.,Features,4MP ( 2560 1440 ) H.265 full real time coding,Max. Resolution: 2560 Ã— 1440,ICR auto switch, true day / night,10 ~ 20m IR night view distance,3D DNR, digital WDR,ROI coding,Support local CVBS video output and one-way audio,Support hardware reset,Support PoE power supply,Support smart phone, iPad, remote monitoring,Support P2P,IP66 & IK10 ingress protection,Support three streams | SKU:CD45IP4M-9541,Manufacturer:COP-USA,Features:Auto Gain Control, Day/Night, Digital Noise Reduction, Motion Detection Tracking, Vandal Resistant, Weather Resistant, Wide Dynamic Range,Camera Signal :Network IP,Connection Type:Wired,Infrared Distance:61~100 Feet,Resolution:4 Megapixel,Lens Type:Fixed,Lens Size:3.6mm,Mount Type:Ceiling, Wall,Compression Method:H.264, M-JPEG, H.265,Durability:Vandal Resistant, Weather Resistant,Voltage:12vDC, PoE,Dimensions (W x H):Î¦116 Ã— 91,Electronic Shutter:1 / 25 s ~ 1 / 100000 s,Image Device:1 / 3 "CMOS,Minimum Scene Illumination:0.05 lux @F1.2, AGC ON; 0 lux with IR,Operating Humidity: 90 % humidity,Operating Temperature:- 20 Â°C ~ 50 ,10 %,Power Consumption:< 2.5W,Protocols:TCP / IP, UDP, DHCP, NTP, RTSP, PPPoE, DDNS, SMTP, FTP,Video Output:CVBS video output ( BNC x 1 ),Weatherproof:IP66,Digital Noise Reduction:3D DNR,Angle of View:72Â°,Rotation Angle:0Â°~220Â°,IR Distance:10m/32.80ft - 20m/65.61ft,Audio:Yes,Auto Gain Control:Yes,Day/Night:Yes,Digital Noise Reduction:Yes,Motion Detection Tracking:Yes,Wide Dynamic Range:Yes | 4 Megapixel |  | CD45IP4M-9541 | COP-USA CD45IP4M-9541 4 Megapixel Network IR Waterproof Dome Camera
TRENDnet | TV-IP345PI | 249.99 | TRENDnetâ€™s Indoor / Outdoor 4 MP Varifocal PoE IR Dome Network Camera, model TV-IP345PI, provides powerful 4 MP HD night vision at 30 fps in complete darkness for up to 20 m (66 ft.). This IP66 weather rated camera features manual pan / tilt and auto- focus / optical zoom which provide installation flexibility and time savings. Use the included pro-grade software to manage up to 32 TRENDnet cameras or download the free iOSÂ® or Androidâ„¢ mobile app.,Features,Fixed dome PoE network camera,4 MP resolution at 30 fps,Auto-focus / optical zoom and manual pan / tilt,Night vision up to 20m (66 ft.),Outdoor IP66 weather rating,Program motion detection recording and email alerts,Digital Wide Dynamic Range image balancing,ONVIF and IPv6 support | SKU:TV-IP345PI,Manufacturer:TRENDnet,Features:Weather Resistant, Wide Dynamic Range,Camera Signal :Network IP,Connection Type:Wired,Infrared Distance:61~100 Feet,Resolution:4 Megapixel,Lens Type:Varifocal,Lens Size:2.8-12mm,Mount Type:Wall,Compression Method:M-JPEG,Durability:Weather Resistant,Voltage:PoE,Dimensions (W x H):137 x 137 x 102 mm (5.4 x 5.4 x 4 in.),Image Device:1/3â€ 2 Megapixel CMOS sensor,IR Wavelength:850nm,Minimum Scene Illumination:IR off: 0.031 lux, IR on: 0.08 lux,Operating Humidity:Max. 90% non-condensing,Operating Temperature:-20 â€“ 60 Â°C (-4 â€“ 140 Â°F),Power Consumption:Max Consumption: 8.64 W,Protocols:IPv4, IPv6, UDP, TCP / IP, ONVIF V2.4.2, DHCP, NTP, DDNS, SMTP, FTP, LLTD, SNMP v1-v3, QoS / DSCP, IEEE 802.1X, Samba, Bonjour, HTTP, HTTPS, PPPoE, UPnP, RTSP, RTP, 3GPP,Weatherproof:IP66,Digital Noise Reduction:2D,Angle of View:Diagonal: 45 - 117Â°, Horizontal: 36 - 103Â°, Vertical: 19 - 56Â°,On Screen Display Menu:English, French, German, Russian, Spanish,Motion Detection Tracking:Define up to three motion detection areas and motion sensitivity,IR Distance:20m/66ft,Audio:Yes,Auto Gain Control:Yes,Day/Night:Yes,Digital Noise Reduction:Yes,Automatic White Balance:Yes,Motion Detection Tracking:Yes,On Screen Display Menu:Yes,Privacy Masking:Yes,Wide Dynamic Range:Yes,Mirror:Yes,ONVIF:Yes,Digital Zoom:Yes | 4 Megapixel |  | TV-IP345PI | TRENDnet TV-IP345PI Indoor / Outdoor 4 MP Varifocal PoE IR Dome Network Camera
Cantek | CT-NC304-XD-4mm | 124.5 | The CT-NC304-XD-4mm from Cantek is 4 megapixel WDR EXIR network dome camera, 4mm lens.,Features,Up to 4-megapixel high resolution,Full HD1080p video,Dual video streams,4mm fixed lens,120dB Wide Dynamic Range,3D Digital Noise Reduction,Backlight Compensation,DC12V & PoE,Support H.264+,High-performance EXIR LED,Up to 30m IR range,IP66 weatherproof protection,3-axis adjustment,Dual video streams | SKU:CT-NC304-XD-4mm,Manufacturer:Cantek,Features:Auto Gain Control, Back Light Compensation, Day/Night, Digital Noise Reduction, Digital Zoom, Mirror, Motion Detection Tracking, ONVIF, Privacy Masking, Weather Resistant, Wide Dynamic Range,Camera Signal :Network IP,Connection Type:Wired,Infrared Distance:61~100 Feet,Resolution:4 Megapixel,Lens Type:Fixed,Lens Size:4mm,Mount Type:Ceiling, Wall,Compression Method:M-JPEG, H.264+,Durability:Weather Resistant,Voltage:12vDC, PoE,Dimensions (W x H):Ã˜127Ã—97.5 (5.0â€ Ã— 3.8â€),Electronic Shutter:1/3 s to 1/10,000 s,Image Device:1/2.8" Progressive Scan CMOS,Minimum Scene Illumination:0.01 lux @F1.2, AGC ON, 0 lux with IR,Operating Humidity:Humidity 95% or less (non-condensing),Operating Temperature:-30 Â°C ~ 60 Â°C (14 Â°F ~ 140 Â°F),Power Consumption:Max. 5.5W,Protocols:TCP/IP,ICMP,HTTP,HTTPS,FTP,DHCP,DNS,DDNS,RTP,RTSP,RTCP, PPPoE,NTP,UPnP,SMTP,SNMP,IGMP,802.1X,QoS,IPv6,Bonjour,Weatherproof:IP66,Digital Noise Reduction:3D DNR,Rotation Angle:0 ~ 360Â°,Back Light Compensation:Support, zone configurable,IR Distance:30m/98.42ft,Auto Gain Control:Yes,Day/Night:Yes,Digital Noise Reduction:Yes,Back Light Compensation:Yes,Motion Detection Tracking:Yes,Privacy Masking:Yes,Wide Dynamic Range:Yes,Mirror:Yes,ONVIF:Yes,Digital Zoom:Yes | 4 Megapixel |  | CT-NC304-XD-4mm | Cantek CT-NC304-XD-4mm 4 Megapixel WDR EXIR Network Dome Camera, 4mm Lens
Cantek | CT-NC304-XD-2-8mm | 124.5 | The CT-NC304-XD-2-8mm from Cantek is 4 megapixel WDR EXIR network dome camera, 2.8mm lens.,Features,Up to 4-megapixel high resolution,Full HD1080p video,Dual video streams,2.8mm fixed lens,120dB Wide Dynamic Range,3D Digital Noise Reduction,Backlight Compensation,DC12V & PoE,Support H.264+,High-performance EXIR LED,Up to 30m IR range,IP66 weatherproof protection,3-axis adjustment,Dual video streams | SKU:CT-NC304-XD-2-8mm,Manufacturer:Cantek,Features:Auto Gain Control, Back Light Compensation, Day/Night, Digital Noise Reduction, Digital Zoom, Mirror, Motion Detection Tracking, ONVIF, Privacy Masking, Weather Resistant, Wide Dynamic Range,Camera Signal :Network IP,Connection Type:Wired,Infrared Distance:61~100 Feet,Resolution:4 Megapixel,Lens Type:Fixed,Lens Size:2.8mm,Mount Type:Ceiling, Wall,Compression Method:M-JPEG, H.264+,Durability:Weather Resistant,Voltage:12vDC, PoE,Dimensions (W x H):Ã˜127Ã—97.5 (5.0â€ Ã— 3.8â€),Electronic Shutter:1/3 s to 1/10,000 s,Image Device:1/2.8" Progressive Scan CMOS,Minimum Scene Illumination:0.01 lux @F1.2, AGC ON, 0 lux with IR,Operating Humidity:Humidity 95% or less (non-condensing),Operating Temperature:-30 Â°C ~ 60 Â°C (14 Â°F ~ 140 Â°F),Power Consumption:Max. 5.5W,Protocols:TCP/IP,ICMP,HTTP,HTTPS,FTP,DHCP,DNS,DDNS,RTP,RTSP,RTCP, PPPoE,NTP,UPnP,SMTP,SNMP,IGMP,802.1X,QoS,IPv6,Bonjour,Weatherproof:IP66,Digital Noise Reduction:3D DNR,Rotation Angle:0 ~ 360Â°,Back Light Compensation:Support, zone configurable,IR Distance:30m/98.42ft,Auto Gain Control:Yes,Day/Night:Yes,Digital Noise Reduction:Yes,Back Light Compensation:Yes,Motion Detection Tracking:Yes,Privacy Masking:Yes,Wide Dynamic Range:Yes,Mirror:Yes,ONVIF:Yes,Digital Zoom:Yes | 4 Megapixel |  | CT-NC304-XD-2-8mm | Cantek CT-NC304-XD-2-8mm 4 Megapixel WDR EXIR Network Dome Camera, 2.8mm Lens
Dahua | N44CG52 | 129.95 | The N44CG52 N44CG52 from Dahua is a 4 MP eyeball camera features an advanced 1/3-in. Progressive-scan imager with a 2.8 mm or a 3.6 mm fixed lens. The camera offers True Wide Dynamic Range, a True Day/Night IR Cut filter, IP67 Ingress Protection and operation in extreme temperatures to deliver superior images in all lighting and environmental conditions. The camera is a component of Dahua's innovative Enhanced Power over Ethernet (ePoE) system that transmits power and data over long distances without the need for repeaters or multiple switches.,Features,1/3-in. 4 MP Progressive-scan CMOS Sensor,Triple-stream Encoding,Smart H. 265+ and H.264 Dual Codec,4 MP at 30 fps Maximum Resolution,2.8 mm or 3.6 mm Fixed Lens Options,Enhanced Power and Data Transmission Distances (ePoE),True Wide Dynamic Range (120 dB) and True Day/Night (ICR),Maximum IR LED Distance 50 m (164 ft),Built-in Microphone,IP67 Ingress Protection,Intelligent Video System | SKU:N44CG52,Manufacturer:Dahua,Features:Audio, Auto Gain Control, Automatic White Balance, Back Light Compensation, Day/Night, Digital Noise Reduction, Digital Zoom, Mirror, Motion Detection Tracking, ONVIF, Privacy Masking, Weather Resistant, Wide Dynamic Range,Camera Signal :Network IP,Connection Type:Wired,Infrared Distance:101 Feet +,Resolution:4 Megapixel,Lens Type:Fixed,Lens Size:2.8mm,Mount Type:Ceiling, Wall,Compression Method:H.264, H.265, H.264+, H.265+,Durability:Weather Resistant,Voltage:12vDC,Dimensions (W x H):Ã¸106.0 mm x 93.70 mm, (Ã¸4.17 in. x 3.69 in.),Electronic Shutter:Auto, Manual, 1/3 s to 1/100,000 s,Image Device:1/3-in. 4 MP Progressive-scan CMOS,Image Pixels-Effective:2688(H) x 1520(V),IR LEDs:One (1),Minimum Scene Illumination:Color: 0.06 lux at F1.6 (1/3 s, 30 IRE), Color: 0.4 lux at F1.6 (1/30 s, 30 IRE), 0 lux at F1.6 (IR on),Operating Temperature:â€“30Â° C to +60Â° C (â€“22Â° F to +140Â° F) Less than 95% RH,Power Consumption:< 5.5 W,Protocols:HTTP, HTTPs, TCP, ARP, RTSP, RTP, UDP, SMTP, FTP, DHCP, DNS, DDNS, PPPOE, IPv4/v6, QoS, UPnP, NTP, Bonjour, 802.1x, Multicast, ICMP, IGMP, SNMP,S/N Ratio:More than 50 dB,Weatherproof:IP67,Digital Noise Reduction:3D DNR,Mirror:Off, On,Angle of View:Horizontal: 104Â°, Vertical: 58Â° ,Motion Detection Tracking:Off, On (4 Zones, Rectangular),Automatic White Balance:Auto, Natural, Street Lamp, Outdoor, Manual,IR Distance:50m/164.04ft,Audio:Yes,Auto Gain Control:Yes,Day/Night:Yes,Digital Noise Reduction:Yes,Automatic White Balance:Yes,Back Light Compensation:Yes,Motion Detection Tracking:Yes,Privacy Masking:Yes,Wide Dynamic Range:Yes,Mirror:Yes,ONVIF:Yes,Digital Zoom:Yes | 4 Megapixel |  | N44CG52 | Dahua N44CG52 4 Megapixel Network IR ePoE Eyeball Dome Camera, 2.8mm Lens
Dahua | N84CG52 | 234 | The N84CG52 N84CG52 from Dahua is a 8 MP eyeball camera features an advanced 1/2.5-in. Progressive-scan STARVISâ„¢ imager with a 2.8 mm fixed lens. The camera offers True Wide Dynamic Range, a True Day/Night IR Cut filter, IP67 Ingress Protection and operation in extreme temperatures to deliver superior images in all lighting and environmental conditions. The camera is a component of Dahua's innovative Enhanced Power over Ethernet (ePoE) system that transmits power and data over long distances without the need for repeaters or multiple switches.,Features,1/2.5-in. 8 MP Progressive-scan STARVISâ„¢ CMOS Sensor,Triple-stream Encoding,Smart H. 265+ and Smart H.264+ Dual Codec,8 MP (3840 x 2160) at 15 fps Maximum Resolution,2.8 mm Fixed Lens,Enhanced Power and Data Transmission Distances (ePoE),True Wide Dynamic Range (120 dB) and True Day/Night (ICR),Maximum IR LED Distance 50 m (164 ft),Built-in Microphone,IP67 Ingress Protection,Intelligent Video System | SKU:N84CG52,Manufacturer:Dahua,Features:Audio, Auto Gain Control, Automatic White Balance, Back Light Compensation, Day/Night, Digital Noise Reduction, Digital Zoom, Mirror, Motion Detection Tracking, ONVIF, Privacy Masking, Weather Resistant, Wide Dynamic Range,Camera Signal :Network IP,Connection Type:Wired,Infrared Distance:101 Feet +,Resolution:4 Megapixel,Lens Type:Fixed,Lens Size:2.8mm,Mount Type:Ceiling, Wall,Compression Method:H.264, H.265, H.264+, H.265+,Durability:Weather Resistant,Voltage:12vDC,Dimensions (W x H):Ã¸106.0 mm x 93.70 mm (Ã¸4.17 in. x 3.69 in.),Electronic Shutter:Auto, Manual, 1/3 s to 1/100,000 s,Image Device:1/2.5-in. 8 MP Progressive-scan STARVISâ„¢ CMOS,Image Pixels-Effective:3840 (H) x 2160 (V),IR LEDs:One (1),Minimum Scene Illumination:Color: 0.06 lux at F1.6 (1/3 s, 30 IRE), Color: 0.3 lux at F1.6 (1/30 s, 30 IRE), 0 lux at F1.6 (IR on),Operating Temperature:â€“30Â° C to +60Â° C (â€“22Â° F to +140Â° F) Less than 95% RH,Power Consumption:< 6 W,Protocols:HTTP, HTTPs, TCP, ARP, RTSP, RTP, UDP, SMTP, FTP, DHCP, DNS, DDNS, PPPOE, IPv4/v6, QoS, UPnP, NTP, Bonjour, 802.1x, Multicast, ICMP, IGMP, SNMP,S/N Ratio:More than 50 dB,Weatherproof:IP67,Digital Noise Reduction:3D DNR,Mirror:Off, On,Angle of View:Horizontal: 112Â°, Vertical: 69Â°,Motion Detection Tracking:Off, On (4 Zones, Rectangular),Automatic White Balance:Auto, Natural, Street Lamp, Outdoor, Manual,IR Distance:50m/164.04ft,Audio:Yes,Auto Gain Control:Yes,Day/Night:Yes,Digital Noise Reduction:Yes,Automatic White Balance:Yes,Back Light Compensation:Yes,Motion Detection Tracking:Yes,Privacy Masking:Yes,Wide Dynamic Range:Yes,Mirror:Yes,ONVIF:Yes,Digital Zoom:Yes | 4 Megapixel |  | N84CG52 | Dahua N84CG52 4K Network IR ePoE Eyeball Dome Camera, 2.8mm Lens
Dahua | N41BK22 | 92.4 | The Dahua 4 MP Lite Series cameras offer high-resolution video and cutting-edge technology in a compact and accessible package. The cameras feature Smart H.265+ video compression, reducing bandwidth and storage requirements without sacrificing video quality. The camera's elegant blend of aesthetics combined with a range of easy mounting solutions provides an excellent choice for a variety of small to mid-size applications at an affordable price.,Features,1/3-in. 4 MP Progressive-scan CMOS Sensor,Dual Stream Encoding,Smart H.265+ and Smart H.264+ Dual Codecs,4 MP at 20 fps or 3 MP at 30 fps, Maximum Resolution,2.8 mm Fixed Lens,True Wide Dynamic Range (120 dB) and Day/Night (ICR),Maximum IR LED Length 30 m (98 ft) with Smart IR,Intelligent Video System,IP67 Ingress Protection | SKU:N41BK22,Manufacturer:Dahua,Features:Auto Gain Control, Automatic White Balance, Back Light Compensation, Day/Night, Digital Noise Reduction, Digital Zoom, Mirror, Motion Detection Tracking, ONVIF, Privacy Masking, Weather Resistant, Wide Dynamic Range,Camera Signal :Network IP,Connection Type:Wired,Infrared Distance:61~100 Feet,Resolution:4 Megapixel,Lens Type:Fixed,Lens Size:2.8mm,Mount Type:Ceiling, Wall,Compression Method:H.264, H.265, H.264+, H.265+,Durability:Weather Resistant,Voltage:12vDC, PoE,Automatic Gain Control (AGC):Auto, Manual,Dimensions (W x H):Ã¸93.40 mm x 79.40 mm,Electronic Shutter:Auto, Manual; 1/3 s to 1/100000 s,Image Device:1/3-in. 4 MP Progressive-scan CMOS,Image Pixels-Effective:2688 (H) x 1520 (V),IR LEDs:12,Minimum Scene Illumination:Color: 0.08 lux at F2.0 (1/3 s, 30 IRE), Color: 0.3 lux at F2.0 (1/30 s, 30 IRE), 0 lux at F2.0 with IR on,Operating Humidity:Less than 95% RH,Operating Temperature:â€“30Â° C to +60Â° C (â€“22Â° F to +140Â° F),Power Consumption:< 5.5 W,Privacy Zone:Off, On (4 Areas, Rectangle),Protocols:HTTP, HTTPS, TCP, ARP, RTSP, RTP, UDP, SMTP, FTP, DHCP, DNS, DDNS, PPPOE, IPv4/v6, QoS, UPnP, NTP, Bonjour, 802.1x, Multicast, ICMP, IGMP, SNMP,S/N Ratio:More than 50 dB,Scanning System:Progressive,Weatherproof:IP67,Digital Noise Reduction:3D DNR,Mirror:Off, On ,Angle of View:Horizontal: 104Â°, Vertical: 57Â°,Rotation Angle:0Ëš to 360Ëš,Motion Detection Tracking:Off, On (4 Zones, Rectangle),Back Light Compensation:BLC, HLC, WDR (120 dB),Automatic White Balance:Auto, Natural, Street Lamp, Outdoor, Manual,IR Distance:30m / 98.43ft,Auto Gain Control:Yes,Day/Night:Yes,Digital Noise Reduction:Yes,Automatic White Balance:Yes,Back Light Compensation:Yes,Motion Detection Tracking:Yes,Privacy Masking:Yes,Wide Dynamic Range:Yes,Mirror:Yes,ONVIF:Yes,Digital Zoom:Yes | 4 Megapixel |  | N41BK22 | Dahua N41BK22 4 Megapixel Network IR Outdoor Dome Camera, 2.8mm Lens
Dahua | N45CL5Z | 250.8 | The 4 MP dome camera features an advanced 1/3-in. Progressive-scan imager with a 2.7 mm to 13.5 mm vari-focal lens. The camera offers True Wide Dynamic Range, a True Day/Night IR Cut filter, IP67 Ingress Protection and operation in extreme temperatures to deliver superior images in all lighting and environmental conditions. The camera is a component of Dahua's innovative Enhanced Power over Ethernet (ePoE) system that transmits power and data over long distances without the need for repeaters or multiple switches.,Features,1/3-in. 4 MP Progressive-scan CMOS Sensor,Triple-stream Encoding,Smart H. 265+ and H.264 Dual Codec,4 MP at 30 fps Maximum Resolution,2.7 mm to 13.5 mm Motorized Optical Zoom Lens,Enhanced Power and Data Transmission Distances (ePoE),True Wide Dynamic Range (120 dB) and True Day/Night (ICR),Maximum IR LED Distance 50 m (164 ft),IP67 Ingress Protection and IK10 Vandal Resistance,Intelligent Video System | SKU:N45CL5Z,Manufacturer:Dahua,Features:Audio, Auto Gain Control, Automatic White Balance, Back Light Compensation, Day/Night, Digital Noise Reduction, Digital Zoom, Mirror, Motion Detection Tracking, ONVIF, Privacy Masking, Vandal Resistant, Weather Resistant, Wide Dynamic Range,Camera Signal :Network IP,Connection Type:Wired,Infrared Distance:101 Feet +,Resolution:4 Megapixel,Lens Type:Varifocal,Lens Size:2.7-13.5mm,Mount Type:Ceiling, Wall,Compression Method:H.264, H.265, H.264+, H.265+,Durability:Vandal Resistant, Weather Resistant,Voltage:12vDC, PoE,Automatic Gain Control (AGC):Auto, Manual,Dimensions (W x H):Ã¸159.10 mm x 117.90 mm,Electronic Shutter:Auto, Manual, 1/3 s to 1/100,000 s,Image Device:1/3-in. 4 MP Progressive-scan CMOS,Image Pixels-Effective:2688 (H) x 1520 (V),IR LEDs:3,Minimum Scene Illumination:Color: 0.03 lux at F1.4 (1/3 s, 30 IRE), Color: 0.3 lux at F1.4 (1/30 s, 30 IRE), 0 lux at F1.4 (IR on),Operating Humidity:Less than 95% RH,Operating Temperature:â€“30Â° C to +60Â° C (â€“22Â° F to +140Â° F),Power Consumption:< 15 W,Privacy Zone:Off, On (4 Areas, Rectangular),Protocols:HTTP, HTTPs, TCP, ARP, RTSP, RTP, UDP, SMTP, FTP, DHCP, DNS, DDNS, PPPOE, IPv4/v6, QoS, UPnP, NTP, Bonjour, 802.1x, Multicast, ICMP, IGMP, SNMP,S/N Ratio:More than 50 dB,Scanning System:Progressive,Weatherproof:IP67,Digital Noise Reduction:3D DNR,Mirror:Off, On ,Angle of View:Horizontal: 106Â° to 31Â°, Vertical: 58Â° to 17Â°,Rotation Angle:0Ëš to 355Ëš,Motion Detection Tracking:Off, On (4 Zones, Rectangular),Back Light Compensation:BLC, HLC, True WDR (120 dB),Automatic White Balance:Auto, Natural, Street Lamp, Outdoor, Manual,IR Distance:50m / 164.04ft,Audio:Yes,Auto Gain Control:Yes,Day/Night:Yes,Digital Noise Reduction:Yes,Automatic White Balance:Yes,Back Light Compensation:Yes,Motion Detection Tracking:Yes,Privacy Masking:Yes,Wide Dynamic Range:Yes,Mirror:Yes,ONVIF:Yes,Digital Zoom:Yes | 4 Megapixel |  | N45CL5Z | Dahua N45CL5Z 4 Megapixel Network IR Outdoor Dome Camera, 2.7-13.5mm Lens
Speco | O4DT1 | 104.95 | The O4DT1 from Speco is a 4 megapixel network IR indoor / outdoor dome camera with junction box, 2.8mm lens, white housing.,Features,Supports 4MP@20fps and 3MP at 30fps,Built-in standard PoE (IEEE 802.3af),True Day/Night operation (IR cut filter),Built in IR LEDs,IR Range: 98â€™ (depending on scene reflection),Supports H.265, H.264, and MJPEG codecs,IP67 compliant, weather resistant,Junction box included | SKU:O4DT1,Manufacturer:Speco,Features:Auto Gain Control, Automatic White Balance, Back Light Compensation, Day/Night, Digital Noise Reduction, Motion Detection Tracking, ONVIF, Privacy Masking, Weather Resistant, Wide Dynamic Range,Camera Signal :Network IP,Connection Type:Wired,Infrared Distance:61~100 Feet,Resolution:4 Megapixel,Lens Type:Fixed,Lens Size:2.8mm,Mount Type:Ceiling, Wall,Compression Method:H.264, M-JPEG, H.265,Durability:Indoor, Weather Resistant,Voltage:12vDC, PoE,Dimensions (W x H):3.86â€ (H) x 4.8â€ (Dia.),Image Device:1/3â€ CMOS Progressive scan,Operating Humidity:0% - 95% RH,Operating Temperature:20Â°F - 140Â°F,Power Consumption:4W (max),Protocols:IPv4/IPv6, TCP, UDP, RTP, RTSP, HTTP, HTTPS, SMTP, FTP, DHCP, DNS,Weatherproof:IP67,Digital Noise Reduction:3D,Angle of View:110Â°,Motion Detection Tracking:4 Regions,Automatic White Balance:Auto, Manual, Natural, Street Lamp, Outdoor ,IR Distance:29.87m / 98ft,Auto Gain Control:Yes,Day/Night:Yes,Digital Noise Reduction:Yes,Automatic White Balance:Yes,Back Light Compensation:Yes,Motion Detection Tracking:Yes,Privacy Masking:Yes,Wide Dynamic Range:Yes,ONVIF:Yes | 4 Megapixel |  | O4DT1 | Speco O4DT1 4 Megapixel Network IR Indoor / Outdoor Dome Camera with Junction Box, 2.8mm Lens, White Housing
ICRealtime | ICR-D4001-IR | 240 | The ICR-D4001-IR is a 4MP Day/Night camera with a 2.8mm fixed lens. The camera itself supports H265 and H265+ compression, and True Day/ Night viewing at up to 30 meters. It's IP67 weather rated, IK10 impact proof as well as PoE.,Features,1/3 CMOS 4MP 20fps@4MP,Max. IR length 98ft,IP67, IK10, 12VDC or PoE, Max. 3.9W,2.8mm fixed, AoV 101,Max IR LEDs Length 98' (30m),AGC, DWDR, HLC, BLC, 3DNR | SKU:ICR-D4001-IR,Manufacturer:ICRealtime,Features:Auto Gain Control, Automatic White Balance, Back Light Compensation, Day/Night, Digital Noise Reduction, Digital Zoom, Mirror, Motion Detection Tracking, ONVIF, Privacy Masking, Vandal Resistant, Weather Resistant, Wide Dynamic Range,Camera Signal :Network IP,Connection Type:Wired,Infrared Distance:61~100 Feet,Resolution:4 Megapixel,Lens Type:Fixed,Lens Size:2.8mm,Mount Type:Ceiling, Wall,Compression Method:H.264, M-JPEG, H.265, H.264+, H.265+,Durability:Indoor, Vandal Resistant, Weather Resistant,Voltage:12vDC, PoE,Automatic Gain Control (AGC):Auto/Manual,Dimensions (W x H):122mm Ã— 98.1mm (4.8" x3.86"),Image Device:1/3" 4Megapixel progressive CMOS,Image Pixels-Effective:24,Minimum Scene Illumination:0.09 Lux / F2.0( Color, 1/3s,30IRE) m 0.5 Lux / F2.0( Color,1/30s,30 IRE), 0 Lux/F2.0(IR on),Operating Humidity:Less than 95% RH,Operating Temperature:-30Â° C ~ +60Â° C (-22Â° F ~ +140Â° F),OSD Menu:Off / On (4 Area, Rectangle),Power Consumption:< 4.4W,Protocols:HTTP, HTTPS, TCP, ARP, RTSP, RTP, RTCP, UDP, SMTP, FTP, DHCP, DNS, DDNS, PPPoE, IPV4/V6, QoS, UPnP, NTP, Bonjour, IEEE 802.1X, Multicast, ICMP, IGMP, TLS, SSH,S/N Ratio:More than 50dB,Scanning System:Progressive,Weatherproof:IP67,Digital Noise Reduction:3D DNR,Mirror:Off / On,Angle of View:H: 123Â° V:101Â°,Motion Detection Tracking:Off / On (4 Zone, Rectangle),Back Light Compensation:BLC / HLC / DWDR,Automatic White Balance:Auto / Natural / Street Lamp / Outdoor / Manual,IR Distance:30m / 98ft,Auto Gain Control:Yes,Day/Night:Yes,Digital Noise Reduction:Yes,Automatic White Balance:Yes,Back Light Compensation:Yes,Motion Detection Tracking:Yes,Privacy Masking:Yes,Wide Dynamic Range:Yes,Mirror:Yes,ONVIF:Yes,Digital Zoom:Yes | 4 Megapixel |  | ICR-D4001-IR | ICRealtime ICR-D4001-IR 4 Megapixel Indoor / Outdoor Network IR Dome Camera, 2.8mm Lens
ICRealtime | ICR-D4005-IR | 216 | The ICR-D4005-IR is a 4MP Day/Night camera with a 2.8mm fixed lens. The camera itself supports H265 and H265+ compression, and True Day/ Night viewing at up to 30 meters. It's IP67 weather rated as well as PoE.,Features,1/3 CMOS 4MP 20fps@4MP,Max. IR length 98ft, Smart IR,IP67, 12VDC or PoE, Max 4.8W,2.8mm fixed, AoV 123,DWDR, Day/Night(ICR), 3DNR, AWB, AGC, BLC,AGC, DWDR, HLC, BLC, 3DNR | SKU:ICR-D4005-IR,Manufacturer:ICRealtime,Features:Auto Gain Control, Automatic White Balance, Back Light Compensation, Day/Night, Digital Noise Reduction, Digital Zoom, Mirror, ONVIF, Privacy Masking, Weather Resistant, Wide Dynamic Range,Camera Signal :Network IP,Connection Type:Wired,Infrared Distance:61~100 Feet,Resolution:4 Megapixel,Lens Type:Fixed,Lens Size:2.8mm,Mount Type:Ceiling, Wall,Compression Method:H.264, M-JPEG, H.265, H.264+, H.265+,Durability:Indoor, Weather Resistant,Voltage:12vDC, PoE,Automatic Gain Control (AGC):Auto/Manual,Dimensions (W x H):109 mm Ã— 85.5 mm (4.29''x 3.36''),Image Device:1/3â€ 4Megapixel progressive CMOS,Image Pixels-Effective:12,Minimum Scene Illumination:0.09 Lux /F2.0( Color,1/3s, 30IRE)m 0.5 Lux/F2.0( Color,1/30s,30IRE), 0 Lux / F2.0(IR on),Operating Humidity:Less than 95% RH,Operating Temperature:-30Â° C ~ +60Â° C (-22Â° F ~ +140Â° F),OSD Menu:Off / On (4 Area, Rectangle),Power Consumption:<4.8W,Protocols:HTTP, HTTPS, TCP, ARP, RTSP, RTP, RTCP, UDP, SMTP, FTP, DHCP, DNS, DDNS, PPPoE, IPV4/V6, QoS, UPnP, NTP, Bonjour, IEEE 802.1X, Multicast, ICMP, IGMP, TLS, SSH,S/N Ratio:More than 50dB,Scanning System:Progressive,Weatherproof:IP67,Digital Noise Reduction:3D DNR,Mirror:Off / On,Angle of View:H: 123Â° V: 101Â°,Rotation Angle:0Â° ~360Â°,Back Light Compensation:BLC / HLC / DWDR,Automatic White Balance:Auto / Natural / Street Lamp / Outdoor / Manual,IR Distance:30m / 98ft,Auto Gain Control:Yes,Day/Night:Yes,Digital Noise Reduction:Yes,Automatic White Balance:Yes,Back Light Compensation:Yes,Privacy Masking:Yes,Wide Dynamic Range:Yes,Mirror:Yes,ONVIF:Yes,Digital Zoom:Yes | 4 Megapixel |  | ICR-D4005-IR | ICRealtime ICR-D4005-IR 4 Megapixel Indoor / Outdoor Network IR Dome Camera, 2.8mm Lens
ICRealtime | ICR-D4732Z | 288 | The ICR-D4732Z from ICRealtime is a 4 megapixel indoor / outdoor network IR dome camera, 2.8-12mm lens. | SKU:ICR-D4732Z ,Manufacturer:ICRealtime,Features:Auto Gain Control, Weather Resistant,Camera Signal :Network IP,Infrared Distance:61~100 Feet,Resolution:4 Megapixel,Lens Type:Varifocal,Lens Size:2.8-12mm,Mount Type:Ceiling, Wall,Durability:Indoor, Weather Resistant,Voltage:PoE,IR Distance:27.43m / 90ft,Auto Gain Control:Yes | 4 Megapixel |  | ICR-D4732Z | ICRealtime ICR-D4732Z 4 Megapixel Indoor / Outdoor Network IR Dome Camera, 2.8-12mm Lens
Uniview | IPC3634ER3-DPZ28 | 166.8 |  | SKU:IPC3634ER3-DPZ28,Manufacturer:Uniview,Features:Audio, Auto Gain Control, Back Light Compensation, Day/Night, Digital Noise Reduction, Motion Detection Tracking, On Screen Display Menu, ONVIF, Privacy Masking, Weather Resistant, Wide Dynamic Range,Camera Signal :Network IP,Connection Type:Wired,Infrared Distance:61~100 Feet,Resolution:4 Megapixel,Lens Type:Varifocal,Lens Size:2.7-12mm,Mount Type:Ceiling, Wall,Compression Method:H.264, M-JPEG, H.265,Durability:Weather Resistant,Voltage:12vDC, PoE,Dimensions (W x H):Î¦129 x 110 mm (Ã˜ 5.08â€ x 4.3â€),Electronic Shutter:Auto/Manual, 1/6~1/100000 s,Image Device:1/3", progressive scan, 4.0 megapixel, CMOS,Minimum Scene Illumination:Color: 0.01 Lux (F1.4, AGC ON) 0 Lux with IR,Operating Humidity:10%~95% RH(non-condensing),Operating Temperature:-40Â°C ~ +60Â°C (-40Â°F ~ 140Â°F),OSD Menu:Up to 8 areas,Power Consumption:Max 8.16W,Protocols:IPv4, IGMP, ICMP, ARP, TCP, UDP, DHCP, PPPoE, RTP, RTSP, RTCP, DNS, DDNS, NTP, FTP, UPnP, HTTP, HTTPS, SMTP, 802.1x, SNMP,S/N Ratio:>52dB,Weatherproof:IP67,Digital Noise Reduction:2D/3D,Angle of View:91.0Â°~27.0Â°,Motion Detection Tracking:Up to 4 areas,IR Distance:30m/98ft,Audio:Yes,Auto Gain Control:Yes,Day/Night:Yes,Digital Noise Reduction:Yes,Back Light Compensation:Yes,Motion Detection Tracking:Yes,On Screen Display Menu:Yes,Privacy Masking:Yes,Wide Dynamic Range:Yes,ONVIF:Yes | 4 Megapixel |  | IPC3634ER3-DPZ28 | Uniview IPC3634ER3-DPZ28 4 Megapixel Network IR Outdoor Dome Camera, 2.7-12mm Lens
ICRealtime | ICIP-D4732Z | 488 | The ICIP-D4732Z is a 4MP dome camera featuring our latest generation of 1/3â€™â€™ CMOS sensors. It adopts our vandal proof dome style housing, and supports IR illumination up to ~100â€™. Due to the larger image sensor, this camera supports a large dynamic range (120dB), and is a true WDR camera. On top of the image sensor sits a motorized, 2.7mm-13.5mm lens which offers up a 28-104 degree horizontal field of view. The zoom level is fully controllable directly from the camera interface, enabling you to obtain the perfect shot. This makes the camera well suited for exterior applications on commercial as well as residential installations.,Features,1/3â€ 4 Megapixel progressive CMOS,H.265 & H.264 dual-stream encoding,20fps@4M(2688Ã—1520)&25/30fps@3M(2304 Ã—1296),WDR(120dB), Day/Night(ICR), 3DNR, AWB, AGC, BLC,Micro SD card slot, up to 128GB,2.7~13.5mm varifocal lens,Max IR LEDs Length 30m,IP67, IK10, PoE | SKU:ICIP-D4732Z,Manufacturer:ICRealtime,Features:Auto Gain Control, Automatic White Balance, Back Light Compensation, Day/Night, Digital Noise Reduction, Digital Zoom, Mirror, Motion Detection Tracking, ONVIF, Privacy Masking, Vandal Resistant, Weather Resistant,Camera Signal :Network IP,Connection Type:Wired,Infrared Distance:61~100 Feet,Resolution:4 Megapixel,Lens Type:Varifocal,Lens Size:2.7-13.5mm,Mount Type:Ceiling, Wall,Compression Method:H.264, M-JPEG, H.265, H.264+,Durability:Vandal Resistant, Weather Resistant,Voltage:12vDC, PoE,Automatic Gain Control (AGC):Auto / Manual,Dimensions (W x H):122mmÃ—88.9mm(4.80''x3.50''),Electronic Shutter:1/3~1/100000s,Image Device:1/3â€ 4 Megapixel progressive CMOS,Image Pixels-Effective:2,Minimum Scene Illumination:0.03Lux/F1.4( Color,1/3s,30IRE), 0.3Lux/F1.4( Color,1/30s,30IRE), 0Lux/F1.4(IR on),Operating Humidity:Less than 95% RH,Operating Temperature:-30Â° C ~ +60Â° C (-22Â° F ~ +140Â° F,OSD Menu:Off / On (4 Area, Rectangle),Power Consumption:<9W,Protocols:HTTP, HTTPS, TCP, ARP, RTSP, RTP, UDP, SMTP, FTP, DHCP, DNS, DDNS, PPPoE, IPv4/v6, QoS, UPnP, NTP, Bonjour, 802.1x, Multicast, ICMP, & IGMP,S/N Ratio:More than 50dB,Scanning System:Progressive,Weatherproof:IP67,Digital Noise Reduction:3D DNR,Mirror:Off / On,Angle of View:H:104Â°~28Â°, V:55Â°~16Â°,Rotation Angle::0Â° ~355Â°,Motion Detection Tracking:Off / On (4 Zone, Rectangle),Back Light Compensation:BLC / HLC / WDR(120dB),Automatic White Balance:Auto / Natural / Street Lamp / Outdoor / Manual,IR Distance:30m/98ft,Auto Gain Control:Yes,Day/Night:Yes,Digital Noise Reduction:Yes,Automatic White Balance:Yes,Back Light Compensation:Yes,Motion Detection Tracking:Yes,Privacy Masking:Yes,Mirror:Yes,ONVIF:Yes,Digital Zoom:Yes | 4 Megapixel |  | ICIP-D4732Z | ICRealtime ICIP-D4732Z 4 Megapixel Network Outdoor IR Dome Camera, 2.7-13.5mm Lens
ICRealtime | ICIP-D4002-IR-2.8-I | 438 | The ICIP-D4002-IR-2.8-I from ICRealtime is a 4 Megapixel Network IR Outdoor Dome Camera, 2.8mm Lens.,Features,1/3â€ 4 Megapixel progressive scan CMOS,H.264 & MJPEG triple-stream encoding,Max 20fps@4MP (2688Ã—1520), 25/30fps@3MP (2048Ã—1536),Smart Detection supported,WDR, Day/Night (ICR), 3DNR, AWB, AGC, BLC,Multiple network monitoring: Web browsers, SmartICRSS, & ICRSS Pro/ICVIEW,2.8mm fixed lens,Max. IR LEDs Length 60â€™/20m,IP67, IK10, PoE 6 | SKU:ICIP-D4002-IR-2-8-I,Manufacturer:ICRealtime,Features:Auto Gain Control, Automatic White Balance, Back Light Compensation, Day/Night, Digital Noise Reduction, ONVIF, Privacy Masking, Weather Resistant,Camera Signal :Network IP,Connection Type:Wired,Infrared Distance:0~60 Feet,Resolution:4 Megapixel,Lens Type:Fixed,Lens Size:2.8mm,Mount Type:Ceiling, Wall,Compression Method:H.264, H.265, H.264+, H.265+,Durability:Weather Resistant,Voltage:12vDC, PoE,Automatic Gain Control (AGC):Auto / Manual,Dimensions (W x H):Î¦6.3"Ã—2.0â€/Î¦106mmÃ—50.3mm,Electronic Shutter:Auto/Manual, 1/3(4)~1/10000s,Image Device:1/3â€ 4 Megapixel progressive scan CMOS,Image Pixels-Effective:10,Minimum Scene Illumination:0.01lux@F2.0(color), 0lux@F2.0 (IR on),Operating Humidity:Less than 95% RH,Operating Temperature:-40Â°F ~ 140Â°F/-40Â°C ~ 60Â°C,OSD Menu:Up to 4 areas,Power Consumption:< 5W,Protocols:IPv4/IPv6, HTTP, HTTPS, SSL, TCP/IP, UDP, UPnP, ICMP, IGMP, SNMP, RTSP, RTP, SMTP, NTP, DHCP, DNS, PPPOE, DDNS, FTP, IP Filter, QoS, Bonjour,S/N Ratio:More than 50dB,Scanning System:Progressive,Weatherproof:IP67,Digital Noise Reduction:3D DNR,Angle of View:H: 106Â°,Back Light Compensation:BLC / HLC / WDR (120dB),Automatic White Balance:Auto / Manual,IR Distance:20m/60ft,Auto Gain Control:Yes,Day/Night:Yes,Digital Noise Reduction:Yes,Automatic White Balance:Yes,Back Light Compensation:Yes,Privacy Masking:Yes,ONVIF:Yes | 4 Megapixel |  | ICIP-D4002-IR-2-8-I | ICRealtime ICIP-D4002-IR-2.8-I 4 Megapixel Network IR Outdoor Dome Camera, 2.8mm Lens
ICRealtime | ICIP-D4005-2.8-I | 378 | This small form factor dome camera adopts a 4MP, 1/3â€™â€™ CMOS sensor enabling 4 Megapixel video at up to 30FPS. This sensor sits atop a 2.8mm fixed lens and is paired with IR LEDs capable of supplying illumination up to 98â€™. The image sensor itself has a strong 120 dB dynamic range, making this dome camera a â€˜True WDRâ€™ camera. The real magic of this camera lies in itâ€™s AI (Advanced Intelligence) suite of features, which includes: Tripwire, Intrusion, Scene Change, and Face Detection. With all of the above features packed into a small form factor, this bullet camera excels in a wide array of installation environments including: retail outlets, commercial business, interior residential installations.,Features,1/3â€ 4 Megapixel progressive scan CMOS,H.265&H.264 triple-stream encoding,25/30fps@4M(2688Ã—1520),Smart Detection supported,WDR(120dB), Day/Night(ICR), 3DNR,AWB,AGC,BLC,2.8mm fixed lens,Max. IR LEDs Length 30m,IP67, PoE | SKU:ICIP-D4005-2-8-I,Manufacturer:ICRealtime,Features:Auto Gain Control, Automatic White Balance, Back Light Compensation, Day/Night, Digital Noise Reduction, ONVIF, Privacy Masking, Vandal Resistant, Weather Resistant,Camera Signal :Network IP,Connection Type:Wired,Infrared Distance:61~100 Feet,Resolution:4 Megapixel,Lens Type:Fixed,Lens Size:2.8mm,Mount Type:Ceiling, Wall,Compression Method:H.264, H.265, H.264+, H.265+,Durability:Vandal Resistant, Weather Resistant,Voltage:12vDC, PoE,Automatic Gain Control (AGC):Auto / Manual,Dimensions (W x H):93.4mmÃ—79.4mm (3.68â€Ã—3.13â€),Electronic Shutter:Auto/Manual, 1/3(4)~1/100000s,Image Device:1/3â€ 4 Megapixel progressive scan CMOS,Image Pixels-Effective:12,Minimum Scene Illumination:0.08Lux/F2.0( Color,1/3s,30IRE), 0.3Lux/2.0( Color,1/30s,30IRE), 0Lux/F2.0(IR on),Operating Humidity:Less than 95% RH,Operating Temperature:-30Â° C ~ +60Â° C (-22Â° F ~ +140Â° F,OSD Menu:Off / On (4 Area, Rectangle),Power Consumption:<6W,Protocols:IPv4/IPv6, HTTP, HTTPS, SSL, TCP/IP, UDP, UPnP, ICMP, IGMP, SNMP, RTSP, RTP, SMTP, NTP, DHCP, DNS, PPPoE, DDNS, FTP, IP Filter, QoS, Bonjour, 802.1x ,S/N Ratio:> 50dB,Scanning System:Progressive,Weatherproof:IP67,Digital Noise Reduction:3D DNR,Mirror:Off / On,Angle of View:H: 104Â°, V: 57Â°,Rotation Angle:0Ëš~360Ëš,Motion Detection Tracking:Off / On (4 Zone, Rectangle),Back Light Compensation:BLC / HLC / WDR(120dB),Automatic White Balance:Auto / Sunny / Night / Outdoor / Customized,IR Distance:30m/98ft,Auto Gain Control:Yes,Day/Night:Yes,Digital Noise Reduction:Yes,Automatic White Balance:Yes,Back Light Compensation:Yes,Privacy Masking:Yes,ONVIF:Yes | 4 Megapixel |  | ICIP-D4005-2-8-I | ICRealtime ICIP-D4005-2.8-I 4 Megapixel Network IR Outdoor Dome Camera, 2.8mm Lens
ICRealtime | ICR-D2000-IR | 144 | The ICIPD2000IR-B is an orbital, free-floating dome camera. This camera is a popular seller, due to its high resolution and ease of installation. Inside the camera, it contains a high resolution, 2 Megapixel Sony Progressive Scan Exmor CMOS sensor, capable of outputting a crisp, clear image. The optics on this camera include a fixed 3.6mm lens. Built in IR LED illumination is effective up to 98' at 0 light.,Features,1/2.8â€ 2 Megapixel progressive scan STARVISâ„¢ CMOS,H.265&H.264 triple-stream encoding,50/60fps@1080P(1920Ã—1080),Smart Detection Supported,WDR(120dB), Day/Night(ICR), 3DNR, AWB AGC, BLC,3.6mm fixed lens,Max. IR LEDs Length 30m,IP67, PoE | SKU:ICR-D2000-IR,Manufacturer:ICRealtime,Features:Audio, Auto Gain Control, Automatic White Balance, Back Light Compensation, Day/Night, Digital Noise Reduction, Digital Zoom, Mirror, Motion Detection Tracking, ONVIF, Privacy Masking, Weather Resistant, Wide Dynamic Range,Camera Signal :Network IP,Connection Type:Wired,Infrared Distance:61~100 Feet,Resolution:4 Megapixel,Lens Size:3.6mm,Mount Type:Ceiling, Wall,Compression Method:H.264, H.265, H.264+, H.265+,Durability:Weather Resistant,Voltage:12vDC,Automatic Gain Control (AGC):Auto / Manual,Dimensions (W x H):93.4mmÃ—79.4mm (3.68â€Ã—3.13â€),Electronic Shutter:Auto/Manual, 1/3(4)~1/100000s,Image Device:1/2.8â€ 2 Megapixel progressive scan CMOS,Image Pixels-Effective:12,Minimum Scene Illumination:0.009Lux/F2.0( Color,1/3s,30IRE), 0.07Lux/2.0( Color,1/30s,30IRE), 0Lux/F2.0(IR on),Operating Humidity: Less than 95% RH,Operating Temperature:-30Â° C ~ +60Â° C (-22Â° F ~ +140Â° F),OSD Menu:Off / On (4 Area, Rectangle),Power Consumption:<6W,Protocols:HTTP, HTTPs, TCP, ARP, RTSP, RTP, UDP, SMTP, FTP, DHCP, DNS, DDNS, PPPOE, IPv4/v6, QoS, UPnP, NTP, Bonjour, 802.1x, Multicast, ICMP, IGMP, SNMP,S/N Ratio:More than 50dB,Scanning System:Progressive,Weatherproof:IP67,Digital Noise Reduction:3D,Mirror:Off / On,Angle of View:H: 87Â°, V: 48Â°,Motion Detection Tracking:Off / On (4 Zone, Rectangle),Back Light Compensation:BLC / HLC / WDR(120dB),Automatic White Balance:Auto / Natural / Street Lamp / Outdoor / Manual,IR Distance:30m/98ft,Audio:Yes,Auto Gain Control:Yes,Day/Night:Yes,Digital Noise Reduction:Yes,Automatic White Balance:Yes,Back Light Compensation:Yes,Motion Detection Tracking:Yes,Privacy Masking:Yes,Wide Dynamic Range:Yes,Mirror:Yes,ONVIF:Yes,Digital Zoom:Yes | 4 Megapixel |  | ICR-D2000-IR | ICRealtime ICR-D2000-IR 4 Megapixel Network IP Dome Cameras, 3.6mm Lens
TRENDnet | TV-IP323PI | 134.99 | The TRENDnetâ€™s Indoor/Outdoor 4MP H.265 PoE IR Fixed Turret Network Camera, model TV-IP323PI, provides day and night surveillance with a night vision range of up to 30 meters (98 ft.). This fixed turret network camera delivers year-round surveillance with an IP67 weather rated housing to withstand outdoor environments. Record up to 4MP HD video at 30 fps in a space saving H.265 compression format. View live video from your mobile device using our free mobile apps, or from your PC with our desktop camera management software.,Features,4MP HD video (2560 x 1440) at 30 fps,Smart IR LED for night vision up to 30m (98 ft.),Outdoor IP67 weather rating,120dB Wide Dynamic Range image balancing,Save installation costs with Power over Ethernet (PoE),Program motion detection recording and email alerts,Micro SD card slot (up to 128GB),Free iOSÂ® and Androidâ„¢ mobile apps | SKU:TV-IP323PI,Manufacturer:TRENDnet,Features:Auto Gain Control, Automatic White Balance, Back Light Compensation, Day/Night, Digital Noise Reduction, Digital Zoom, Mirror, Motion Detection Tracking, ONVIF, Privacy Masking, Weather Resistant, Wide Dynamic Range,Camera Signal :Network IP,Connection Type:Wired,Infrared Distance:61~100 Feet,Resolution:4 Megapixel,Lens Type:Fixed,Lens Size:4mm,Mount Type:Ceiling, Wall,Compression Method:H.264, M-JPEG, H.265, H.264+, H.265+,Durability:Indoor, Weather Resistant,Voltage:PoE,Dimensions (W x H):127.3 x 127.3 x 95.9mm (5 x 5 x 3.8 in.),Image Device: 1/3â€ CMOS sensor,IR Wavelength:850nm,Minimum Scene Illumination:IR off: 0.01 lux, IR on: 0 lux,Operating Humidity:Max. 95% non-condensing,Operating Temperature:-30Â° â€“ 60Â° C (-22Â° â€“ 140Â° F),OSD Menu:English, French, German, Spanish, and Portuguese,Power Consumption:7.5W,Protocols:IPv4, IPv6, UDP, TCP/IP, DHCP, NTP, DDNS, SMTP, FTP, LLTD, SNMP v1, v2c, v3, QoS/DSCP, IEEE 802.1X, NFS, SMB/CIFS, HTTP, HTTPS, PPPoE, UPnP, RTSP, RTP,Weatherproof:IP67,Angle of View:Horizontal angle: 78Ëš,Rotation Angle:0Â° to 360Â°,IR Distance:30m / 98ft,Auto Gain Control:Yes,Day/Night:Yes,Digital Noise Reduction:Yes,Automatic White Balance:Yes,Back Light Compensation:Yes,Motion Detection Tracking:Yes,Privacy Masking:Yes,Wide Dynamic Range:Yes,Mirror:Yes,ONVIF:Yes,Digital Zoom:Yes | 4 Megapixel |  | TV-IP323PI | TRENDnet TV-IP323PI 4 Megapixel Indoor / Outdoor Network IR Dome Camera, 4mm Lens
Digital Watchdog | DWC-MVT4Wi28 | 199 | This MEGApixÂ® IP camera provides 4MP resolution at real-time 30fps with multiple analytics features that elevate the camera to the next level. Added intelligence includes line crossing, perimeter intrusion and video tampering detection. The IP66- rated and IK10-impact resistant outdoor vandal dome housing features 65ft range IR, True WDR, and H.265 codec support. All MEGApixÂ® cameras are ONVIF conformant, assuring their successful integration with any open platform solution on the market. ,Features,4MP 1/3â€ image sensor at real-time 30fps,2.8mm fixed lens,True Wide Dynamic Range (WDR),Multiple codecs (H.265, H.264, MJPEG) with simultaneous dual-stream,65ft range IR,Line crossing video analytics,Perimeter intrusion video analytics,Video tampering with scene change detection video analytics,Video tampering with video blur detection video analytics,Video tampering with abnormal color detection video analytics,Smart DNRâ„¢ 3D digital noise reduction,True day/night with mechanical IR cut filter,Programmable privacy zones,Auto gain control (AGC),Backlight compensation (BLC),Auto white balance (AWB),Motion detection,Audio input,Web server built-in,PoE class 2 and DC12V,Waterproof cabling,ONVIF conformant, profile S,IP66 certified weather and tamper resistant,IK10-rated impact-resistant | SKU:DWC-MVT4Wi28,Manufacturer:Digital Watchdog,Features:Audio, Auto Gain Control, Automatic White Balance, Back Light Compensation, Day/Night, Digital Noise Reduction, Motion Detection Tracking, ONVIF, Privacy Masking, Weather Resistant, Wide Dynamic Range,Camera Signal :Network IP,Connection Type:Wired,Infrared Distance:61~100 Feet,Resolution:4 Megapixel,Lens Type:Fixed,Lens Size:2.8mm,Mount Type:Ceiling, Wall,Compression Method:MJPEG, H.264, H.265,Durability:Vandal Resistant, Weather Resistant,Voltage:12vDC, PoE,Automatic Gain Control (AGC):Auto,Dimensions (W x H):3.58â€ x 4.56â€ (91 x 116 mm),Electronic Shutter:1/25s ~ 1/100000s,Image Device:1/3â€ CMOS,Image Pixels Total:2688 (H) x 1520 (V),Minimum Scene Illumination:0.045 lux (color), 0.0 lux (B&W),Operating Humidity:10â€“90% RH (nonâ€“condensing),Operating Temperature:-4Â°F ~ 122Â°F (-20Â°C ~ 50Â°C),OSD Menu:4 programmable privacy masks,Power Consumption:LED on: 3.5W, LED off: 2W,Protocols:TCP / IP, UDP, DHCP, NTP, RTSP, PPPoE, DDNS, SMTP, FTP,S/N Ratio:50dB,Weatherproof:IP66,Digital Noise Reduction:2D / 3D DNR,Angle of View:103Â°,IR Distance:19.81m/65ft,Audio:Yes,Auto Gain Control:Yes,Day/Night:Yes,Digital Noise Reduction:Yes,Automatic White Balance:Yes,Back Light Compensation:Yes,Motion Detection Tracking:Yes,Privacy Masking:Yes,Wide Dynamic Range:Yes,ONVIF:Yes | 4 Megapixel |  | DWC-MVT4Wi28 | Digital Watchdog DWC-MVT4Wi28 4 Megapixel Network IR Outdoor Dome Camera, 2.8mm Lens
Digital Watchdog | DWC-MVT4WI6 | 162.8 | This MEGApixÂ® IP camera provides 4MP resolution at real-time 30fps with multiple analytics features that elevate the camera to the next level. Added intelligence includes line crossing, perimeter intrusion and video tampering detection. The IP66-rated and IK10-impact resistant outdoor vandal dome housing features 65ft range IR, True WDR, and H.265 codec support. All MEGApixÂ® cameras are ONVIF conformant, assuring their successful integration with any open platform solution on the market.,Features,4MP 1/3â€ image sensor at real-time 30fps,6.0mm fixed lens,True Wide Dynamic Range (WDR),Multiple codecs (H.265, H.264, MJPEG) with simultaneous dual-stream,65ft range IR,Line crossing video analytics,Perimeter intrusion video analytics,Video tampering with scene change detection video analytics,Video tampering with video blur detection video analytics,Video tampering with abnormal color detection video analytics,Smart DNRâ„¢ 3D digital noise reduction,True day/night with mechanical IR cut filter,Programmable privacy zones,Auto gain control (AGC),Backlight compensation (BLC),Auto white balance (AWB),Motion detection,Audio input,Web server built-in,PoE class 2 and DC12V,Waterproof cabling,ONVIF conformant, profile S,IP66 certified weather and tamper resistant,IK10-rated impact-resistant | SKU:DWC-MVT4WI6,Manufacturer:Digital Watchdog,Features:Audio, Auto Gain Control, Automatic White Balance, Back Light Compensation, Day/Night, Digital Noise Reduction, Motion Detection Tracking, ONVIF, Privacy Masking, Weather Resistant, Wide Dynamic Range,Camera Signal :Network IP,Connection Type:Wired,Infrared Distance:61~100 Feet,Resolution:4 Megapixel,Lens Type:Fixed,Lens Size:6mm,Mount Type:Ceiling, Wall,Compression Method:MJPEG, H.264, H.265,Durability:Vandal Resistant, Weather Resistant,Voltage:12vDC, PoE,Automatic Gain Control (AGC):Auto,Dimensions (W x H):3.58â€ x 4.56â€ (91 x 116 mm),Electronic Shutter:1/25s ~ 1/100000s,Image Device:1/3â€ CMOS,Image Pixels Total:2688 (H) x 1520 (V),Minimum Scene Illumination:0.045 lux (color), 0.0 lux (B&W),Operating Humidity:10â€“90% RH (nonâ€“condensing),Operating Temperature:-4Â°F ~ 122Â°F (-20Â°C ~ 50Â°C),OSD Menu:4 programmable privacy masks,Power Consumption:LED on: 3.5W, LED off: 2W,Protocols:TCP / IP, UDP, DHCP, NTP, RTSP, PPPoE, DDNS, SMTP, FTP,S/N Ratio:50dB,Weatherproof:IP66,Digital Noise Reduction:2D / 3D DNR,Angle of View:24Â°,IR Distance:19.81m/65ft,Audio:Yes,Auto Gain Control:Yes,Day/Night:Yes,Digital Noise Reduction:Yes,Automatic White Balance:Yes,Back Light Compensation:Yes,Motion Detection Tracking:Yes,Privacy Masking:Yes,Wide Dynamic Range:Yes,ONVIF:Yes | 4 Megapixel |  | DWC-MVT4WI6 | Digital Watchdog DWC-MVT4WI6 4 Megapixel Network IR Dome Camera, 6mm Lens
Digital Watchdog | DWC-MVT4Wi36 | 211 | This MEGApixÂ® IP camera provides 4MP resolution at real-time 30fps with multiple analytics features that elevate the camera to the next level. Added intelligence includes line crossing, perimeter intrusion and video tampering detection. The IP66-rated and IK10-impact resistant outdoor vandal dome housing features 65ft range IR, True WDR, and H.265 codec support. All MEGApixÂ® cameras are ONVIF conformant, assuring their successful integration with any open platform solution on the market. ,Features,4MP 1/3â€ image sensor at real-time 30fps,3.6mm fixed lens,True Wide Dynamic Range (WDR),Multiple codecs (H.265, H.264, MJPEG) with simultaneous dual-stream,65ft range IR,Line crossing video analytics,Perimeter intrusion video analytics,Video tampering with scene change detection video analytics,Video tampering with video blur detection video analytics,Video tampering with abnormal color detection video analytics,Smart DNRâ„¢ 3D digital noise reduction,True day/night with mechanical IR cut filter,Programmable privacy zones,Auto gain control (AGC),Backlight compensation (BLC),Auto white balance (AWB),Motion detection,Audio input,Web server built-in,PoE class 2 and DC12V,Waterproof cabling,ONVIF conformant, profile S,IP66 certified weather and tamper resistant,IK10-rated impact-resistant | SKU:DWC-MVT4Wi36,Manufacturer:Digital Watchdog,Features:Audio, Auto Gain Control, Automatic White Balance, Back Light Compensation, Day/Night, Digital Noise Reduction, Motion Detection Tracking, ONVIF, Privacy Masking, Weather Resistant, Wide Dynamic Range,Camera Signal :Network IP,Connection Type:Wired,Infrared Distance:61~100 Feet,Resolution:4 Megapixel,Lens Type:Fixed,Lens Size:3.6mm,Mount Type:Ceiling, Wall,Compression Method:MJPEG, H.264, H.265,Durability:Vandal Resistant, Weather Resistant,Voltage:12vDC, PoE,Automatic Gain Control (AGC):Auto,Dimensions (W x H):91 x 116 mm,Electronic Shutter:1/25s ~ 1/100000s,Image Device:1/3â€ CMOS,Image Pixels Total:2688 (H) x 1520 (V),Minimum Scene Illumination:0.045 lux (color), 0.0 lux (B&W),Operating Humidity:10â€“90% RH (nonâ€“condensing),Operating Temperature:-4Â°F ~ 122Â°F (-20Â°C ~ 50Â°C),OSD Menu:4 programmable privacy masks,Power Consumption:LED on: 3.5W, LED off: 2W,Protocols:TCP / IP, UDP, DHCP, NTP, RTSP, PPPoE, DDNS, SMTP, FTP,S/N Ratio:50dB,Weatherproof:IP66,Digital Noise Reduction:2D / 3D DNR,Angle of View:72Â°,IR Distance:19.81m/65ft,Audio:Yes,Auto Gain Control:Yes,Day/Night:Yes,Digital Noise Reduction:Yes,Automatic White Balance:Yes,Back Light Compensation:Yes,Motion Detection Tracking:Yes,Privacy Masking:Yes,Wide Dynamic Range:Yes,ONVIF:Yes | 4 Megapixel |  | DWC-MVT4Wi36 | Digital Watchdog DWC-MVT4Wi36 4 Megapixel Network IR Outdoor Dome Camera, 3.6mm Lens
Digital Watchdog | DWC-MVT4WiA | 279 | This MEGApixÂ® IP camera provides 4MP resolution at real-time 30fps with multiple analytics features that elevate the camera to the next level. Added intelligence includes line crossing, perimeter intrusion and video tampering detection. The IP66-rated and IK10-impact resistant outdoor vandal dome housing features 100ft range IR, True WDR, and H.265 codec support. All MEGApixÂ® cameras are ONVIF conformant, assuring their successful integration with any open platform solution on the market.,Features,4MP 1/3â€ image sensor at real-time 30fps,3.3~12mm varifocal remote auto-focus lens,True Wide Dynamic Range (WDR) ,Multiple codecs (H.265, H.264, MJPEG) with simultaneous dual-stream,100ft range IR,Line crossing video analytics,Perimeter intrusion video analytics,Video tampering with scene change detection video analytics,Video tampering with video blur detection video analytics,Video tampering with abnormal color detection video analytics,Smart DNRâ„¢ 3D digital noise reduction,True day/night with mechanical IR cut filter,Programmable privacy zones,Auto gain control (AGC),Backlight compensation (BLC),Auto white balance (AWB),Motion detection,Two-way audio,TF card slot (card not included),Alarm sensor input,Relay output,Web server built-in,PoE class 2 and DC12V,Waterproof cabling,ONVIF conformant, profile S,IP66 certified weather and tamper resistant,IK10-rated impact-resistant | SKU:DWC-MVT4WiA,Manufacturer:Digital Watchdog,Features:Audio, Auto Gain Control, Automatic White Balance, Back Light Compensation, Day/Night, Digital Noise Reduction, Motion Detection Tracking, ONVIF, Privacy Masking, Weather Resistant, Wide Dynamic Range,Camera Signal :Network IP,Connection Type:Wired,Infrared Distance:61~100 Feet,Resolution:4 Megapixel,Lens Type:Varifocal,Lens Size:3.3-12mm,Mount Type:Ceiling, Wall,Compression Method:MJPEG, H.264, H.265,Durability:Vandal Resistant, Weather Resistant,Voltage:12vDC, PoE,Automatic Gain Control (AGC):Auto,Dimensions (W x H):4.48â€ x 5.9â€ (114 x 150 mm),Electronic Shutter:1/25s ~ 1/100000s,Image Device:1/3â€ CMOS,Image Pixels Total:2688 (H) x 1520 (V),Minimum Scene Illumination:0.045 lux (color), 0.0 lux (B&W),Operating Humidity:10â€“90% RH (nonâ€“condensing),Operating Temperature:-4Â°F ~ 122Â°F (-20Â°C ~ 50Â°C),OSD Menu:4 programmable privacy masks,Power Consumption:LED on: 3.5W, LED off: 2W,Protocols:TCP / IP, UDP, DHCP, NTP, RTSP, PPPoE, DDNS, SMTP, FTP,S/N Ratio:50dB,Weatherproof:IP66,Digital Noise Reduction:2D / 3D DNR,Angle of View:80Â° ~ 38Â° ,IR Distance:30.48m/100ft,Audio:Yes,Auto Gain Control:Yes,Day/Night:Yes,Digital Noise Reduction:Yes,Automatic White Balance:Yes,Back Light Compensation:Yes,Motion Detection Tracking:Yes,Privacy Masking:Yes,Wide Dynamic Range:Yes,ONVIF:Yes | 4 Megapixel |  | DWC-MVT4WiA | Digital Watchdog DWC-MVT4WiA 4 Megapixel Network IR Dome Camera, 3.3-12mm Lens
Hikvision | DS-2CD2542FWD-ISB-8mm | 147.31 | The DS-2CD2542FWD-ISB-8mm from Hikvision is a 4 megapixel WDR outdoor IR mini dome network camera, 8mm lens.,Features,Up to 4 megapixel high resolution,Full HD1080p video,Dual video streams,8mm fixed lens,120dB Wide Dynamic Range,3D Digital Noise Reduction,3-axis adjustment,DC12V & PoE,Support H.264+,Up to 10m IR range,IP67 weather-proof protection,IK08 vandal-proof protection,-S: Built-in microphone, Audio Output, Alarm IO,-W: Built-in Wi-Fi,Mobile Monitoring via EZVIZ P2P or Hik-Connect | SKU:DS-2CD2542FWD-ISB-8mm,Manufacturer:Hikvision,Features:Audio, Auto Gain Control, Back Light Compensation, Day/Night, Digital Noise Reduction, Flickerless, Mirror, Motion Detection Tracking, ONVIF, Privacy Masking, Vandal Resistant, Weather Resistant, Wide Dynamic Range,Camera Signal :Network IP,Connection Type:Wired,Infrared Distance:0~60 Feet,Resolution:4 Megapixel,Lens Type:Fixed,Lens Size:8mm,Mount Type:Ceiling, Wall,Compression Method:H.264, M-JPEG,Durability:Vandal Resistant, Weather Resistant,Voltage:12vDC, PoE,Dimensions (W x H):99.3Ã—96.7Ã—52.8 mm,Electronic Shutter:1/3 s to 1/100,000 s,Image Device:1/3" Progressive Scan CMOS,Minimum Scene Illumination:0.01Lux @ (F1.2, AGC ON), 0 Lux with IR,Operating Humidity:95% or less (non-condensing),Operating Temperature:-30 Â°C ~ 60 Â°C (-22 Â°F ~ 140Â°F),Power Consumption:Max. 5W,Protocols:TCP/IP, UDP, ICMP, HTTP, HTTPS, FTP, DHCP, DNS, DDNS, RTP, RTSP, RTCP, PPPoE, NTP, UPnP, SMTP, SNMP, IGMP, 802.1X, QoS, IPv6, Bonjour,Weatherproof:IP67,Digital Noise Reduction:3D DNR,Back Light Compensation:Support, zone configurable,IR Distance:10m/32.80ft,Audio:Yes,Auto Gain Control:Yes,Day/Night:Yes,Digital Noise Reduction:Yes,Flickerless:Yes,Motion Detection Tracking:Yes,Privacy Masking:Yes,Wide Dynamic Range:Yes,Mirror:Yes,ONVIF:Yes | 4 Megapixel |  | DS-2CD2542FWD-ISB-8mm | Hikvision DS-2CD2542FWD-ISB-8mm 4 Megapixel WDR Outdoor IR Mini Dome Network Camera, 8mm Lens
Hikvision | DS-2CD2542FWD-ISB-12mm | 147.31 | The DS-2CD2542FWD-ISB-12mm from Hikvision is a 4 megapixel WDR outdoor IR mini dome network camera, 12mm lens.,Features,Up to 4 megapixel high resolution,Full HD1080p video,Dual video streams,12mm fixed lens,120dB Wide Dynamic Range,3D Digital Noise Reduction,3-axis adjustment,DC12V & PoE,Support H.264+,Up to 10m IR range,IP67 weather-proof protection,IK08 vandal-proof protection,-S: Built-in microphone, Audio Output, Alarm IO,-W: Built-in Wi-Fi,Mobile Monitoring via EZVIZ P2P or Hik-Connect | SKU:DS-2CD2542FWD-ISB-12mm,Manufacturer:Hikvision,Features:Audio, Auto Gain Control, Back Light Compensation, Day/Night, Digital Noise Reduction, Flickerless, Mirror, Motion Detection Tracking, ONVIF, Privacy Masking, Vandal Resistant, Weather Resistant, Wide Dynamic Range,Camera Signal :Network IP,Connection Type:Wired,Infrared Distance:0~60 Feet,Resolution:4 Megapixel,Lens Type:Fixed,Lens Size:12mm,Mount Type:Ceiling, Wall,Compression Method:H.264, M-JPEG,Durability:Vandal Resistant, Weather Resistant,Voltage:12vDC, PoE,Dimensions (W x H):99.3Ã—96.7Ã—52.8 mm,Electronic Shutter:1/3 s to 1/100,000 s,Image Device:1/3" Progressive Scan CMOS,Minimum Scene Illumination:0.01Lux @ (F1.2, AGC ON), 0 Lux with IR,Operating Humidity:95% or less (non-condensing),Operating Temperature:-30 Â°C ~ 60 Â°C (-22 Â°F ~ 140Â°F),Power Consumption:Max. 5W,Protocols:TCP/IP, UDP, ICMP, HTTP, HTTPS, FTP, DHCP, DNS, DDNS, RTP, RTSP, RTCP, PPPoE, NTP, UPnP, SMTP, SNMP, IGMP, 802.1X, QoS, IPv6, Bonjour,Weatherproof:IP67,Digital Noise Reduction:3D DNR,Back Light Compensation:Support, zone configurable,IR Distance:10m/32.80ft,Audio:Yes,Auto Gain Control:Yes,Day/Night:Yes,Digital Noise Reduction:Yes,Flickerless:Yes,Motion Detection Tracking:Yes,Privacy Masking:Yes,Wide Dynamic Range:Yes,Mirror:Yes,ONVIF:Yes | 4 Megapixel |  | DS-2CD2542FWD-ISB-12mm | Hikvision DS-2CD2542FWD-ISB-12mm 4 Megapixel WDR Outdoor IR Mini Dome Network Camera, 12mm Lens
Hikvision | DS-2CD2543G0-IS-4mm | 118.89 | The DS-2CD2543G0-IS-4mm from Hikvision is a 4 megapixel outdoor IR fixed mini dome network camera, 4mm lens.,Features,2688 Ã— 1520 @30fps,IR: Up to 10 m,H.265+. H.265,120dB WDR,Built-in MicroSD/SDHC/SDXC slot, up to 128G,PoE,EXIR,Wi-Fi (Optional) | SKU:DS-2CD2543G0-IS-4mm,Manufacturer:Hikvision,Features:Audio, Auto Gain Control, Back Light Compensation, Day/Night, Digital Noise Reduction, Flickerless, Mirror, Motion Detection Tracking, ONVIF, Privacy Masking, Vandal Resistant, Weather Resistant, Wide Dynamic Range,Camera Signal :Network IP,Connection Type:Wired,Infrared Distance:0~60 Feet,Resolution:4 Megapixel,Lens Type:Fixed,Lens Size:4mm,Mount Type:Ceiling, Wall,Compression Method:H.264, M-JPEG, H.265,Durability:Vandal Resistant, Weather Resistant,Voltage:12vDC, PoE,Dimensions (W x H):Î¦110 mm Ã— 56.4 mm (Î¦4.3" Ã— 2.2"),Electronic Shutter:1/3 s to 1/100,000 s,Image Device:1/3" Progressive Scan CMOS,Minimum Scene Illumination:Color: 0.01 Lux @ (F1.2, AGC ON), 0.018 lux @(F1.6, AGC ON), 0 lux with IR,Operating Humidity:95% or less (non-condensing),Operating Temperature:-30 Â°C to +60 Â°C (-22 Â°F to +140 Â°F),Power Consumption:12 VDC: max. 8.5W, PoE (802.3af, 36V to 57V): max. 10W,Protocols:TCP/IP, ICMP, HTTP, HTTPS, FTP, DHCP, DNS, DDNS, RTP, RTSP, RTCP, PPPoE, NTP, UPnPâ„¢, SMTP, SNMP, IGMP, QoS, IPv6,Weatherproof:IP66,Digital Noise Reduction:3D DNR,Angle of View:Horizontal field of view: 78Â°, Vertical field of view: 42Â°, Diagonal field of view: 93Â°,IR Distance:10m/32.80ft,Audio:Yes,Auto Gain Control:Yes,Day/Night:Yes,Digital Noise Reduction:Yes,Flickerless:Yes,Motion Detection Tracking:Yes,Privacy Masking:Yes,Wide Dynamic Range:Yes,Mirror:Yes,ONVIF:Yes | 4 Megapixel |  | DS-2CD2543G0-IS-4mm | Hikvision DS-2CD2543G0-IS-4mm 4 Megapixel Outdoor IR Fixed Mini Dome Network Camera, 4mm Lens
Hikvision | DS-2CD2545FWD-I-4mm | 191.45 | The DS-2CD2545FWD-I-4mm from Hikvision is a 4 megapixel outdoor IR fixed mini dome network camera, 4mm lens.,Features,1/2.5" Progressive Scan CMOS,2688 Ã— 1520@30 fps,2.8, 4, 6 mm fixed lens,H.265+, H.265, H.264+, H.264,120dB WDR,Color: 0.008 Lux @(F1.2, AGC ON), 0.014 lux @(F1.6, AGC ON), 0 lux with IR,BLC/3D DNR/ROI/HLC,IP66,Powered by Darkfighter,Built-in microSD/SDHC/SDXC card slot, up to 128 GB,Wi-Fi connection (Optional) | SKU:DS-2CD2545FWD-I-4mm,Manufacturer:Hikvision,Features:Audio, Auto Gain Control, Automatic White Balance, Back Light Compensation, Day/Night, Digital Noise Reduction, Flickerless, Mirror, Motion Detection Tracking, ONVIF, Privacy Masking, Vandal Resistant, Weather Resistant, Wide Dynamic Range,Camera Signal :Network IP,Connection Type:Wired,Infrared Distance:0~60 Feet,Resolution:4 Megapixel,Lens Type:Fixed,Lens Size:4mm,Mount Type:Ceiling, Wall,Compression Method:H.264, M-JPEG, H.265,Durability:Vandal Resistant, Weather Resistant,Voltage:12vDC, PoE,Dimensions (W x H):Î¦110 mm Ã— 56.4 mm (Î¦4.3" Ã— 2.2"),Electronic Shutter:1/3 s to 1/100,000 s,Image Device:1/2.5" Progressive Scan CMOS,Minimum Scene Illumination:Color: 0.008 Lux @ (F1.2, AGC ON), 0.014 lux @(F1.6, AGC ON), 0 lux with IR,Operating Humidity:95% or less (non-condensing),Operating Temperature:-30 Â°C to +60 Â°C (-22 Â°F to +140 Â°F),Power Consumption:12 VDC: max. 8.5 W, PoE (802.3af, 36 V to 57 V): max. 10 W,Protocols:TCP/IP, ICMP, HTTP, HTTPS, FTP, DHCP, DNS, DDNS, RTP, RTSP, RTCP, PPPoE, NTP, UPnPâ„¢, SMTP, SNMP, IGMP, QoS, IPv6,Weatherproof:IP66,Digital Noise Reduction:3D DNR,Angle of View:Horizontal field of view: 88Â°, Vertical field of view: 46Â°, Diagonal field of view: 105Â°,IR Distance:10m/32.80ft,Audio:Yes,Auto Gain Control:Yes,Day/Night:Yes,Digital Noise Reduction:Yes,Automatic White Balance:Yes,Flickerless:Yes,Motion Detection Tracking:Yes,Privacy Masking:Yes,Wide Dynamic Range:Yes,Mirror:Yes,ONVIF:Yes | 4 Megapixel |  | DS-2CD2545FWD-I-4mm | Hikvision DS-2CD2545FWD-I-4mm 4 Megapixel Outdoor IR Fixed Mini Dome Network Camera, 4mm Lens
Hikvision | DS-2CD2143G0-I-4mm | 97.04 | The DS-2CD2143G0-I-4mm from Hikvision is a 4 megapixel IR fixed dome network camera, 4.0mm lens.,Features,1/3" Progressive Scan CMOS,2688 Ã— 1520 @30fps,2.8/4/6/8 mm Fixed Lens,Color: 0.01 Lux @ (F1.2, AGC ON), 0.018 Lux @ (F1.6, AGC ON), 0 Lux with IR,H.265+, H.265, H.264+, H.264,Three Streams,120dB WDR,2 Behavior Analyses, and Face Detection,BLC/3D DNR/ROI/HLC,IP67, IK10,Built-in micro SD/SDHC/SDXC card slot, up to 128 GB,3-Axis Adjustment | SKU:DS-2CD2143G0-I-4mm,Manufacturer:Hikvision,Features:Audio, Auto Gain Control, Automatic White Balance, Day/Night, Digital Noise Reduction, Mirror, Motion Detection Tracking, ONVIF, Vandal Resistant, Weather Resistant,Camera Signal :Network IP,Connection Type:Wired,Infrared Distance:61~100 Feet,Resolution:4 Megapixel,Lens Type:Fixed,Lens Size:4.0mm,Mount Type:Ceiling, Wall,Compression Method:H.264, H.265, H.264+, H.265+,Durability:Vandal Resistant, Weather Resistant,Voltage:12vDC, PoE,Dimensions (W x H):134 Ã— 134 Ã— 108 mm (5.3" Ã— 5.3" Ã— 4.3"),Electronic Shutter:1/3 s to 1/100,000 s,Image Device:1/3" Progressive Scan CMOS,IR Wavelength:850nm,Minimum Scene Illumination:Color: 0.01 Lux @ (F1.2, AGC ON), 0.018 Lux @ (F1.6, AGC ON), 0 Lux with IR,Operating Humidity:95% or less (non-condensing),Operating Temperature:-30 Â°C to +60 Â°C (-22 Â°F to +140 Â°F),Power Consumption:Max. 7.5 W,Protocols:TCP/IP , ICMP , HTTP , HTTPS , FTP , DHCP , DNS , DDNS , RTP , RTSP , RTCP , PPPoE , NTP , UPnPâ„¢ , SMTP , SNMP , IGMP , 802.1X , QoS , IPv6 , Bonjour,Weatherproof:IP67,Digital Noise Reduction:3D DNR,IR Distance:30m/98ft,Audio:Yes,Auto Gain Control:Yes,Day/Night:Yes,Digital Noise Reduction:Yes,Automatic White Balance:Yes,Motion Detection Tracking:Yes,Mirror:Yes,ONVIF:Yes | 4 Megapixel |  | DS-2CD2143G0-I-4mm | Hikvision DS-2CD2143G0-I-4mm 4 Megapixel IR Fixed Dome Network Camera, 4.0mm Lens
Hikvision | DS-2CD7146G0-IZS | 769.67 | The DS-2CD7146G0-IZS from Hikvision is a 4 Megapixel Network IR Vandal Dome Camera, 2.8-12mm Lens.,Features,1/1.8â€ Progressive Scan CMOS,2560 Ã— 1440 @ 30fps,MJPEG up to 1920 Ã— 1080 @ 30fps,2.8 to 12 mm motorized lens,Color: 0.002 Lux @ (F1.2, AGC ON), 0.005 Lux @ (F1.8, AGC ON), 0 Lux with IR,H.265, H.265+, H.264, H.264+,140dB WDR,IR range: up to 30 m,Alarm 1 input/1 output, audio 1 input/1 output, RS-485,IK10,5 streams and up to 5 custom streams,6 behavior analyses, 3 exception detection, and face detection,Built-in microSD/SDHC/SDXC card slot, up to 256 GB,Metadata of intrusion detection, line crossing detection, region entrance detection, region exiting detection, unattended baggage detection, object removal, face capture and queue management are supported | SKU:DS-2CD7146G0-IZS,Manufacturer:Hikvision,Features:Audio, Auto Gain Control, Automatic White Balance, Back Light Compensation, Day/Night, Digital Noise Reduction, Flickerless, Mirror, Motion Detection Tracking, ONVIF, Privacy Masking, Vandal Resistant, Wide Dynamic Range,Camera Signal :Network IP,Connection Type:Wired,Infrared Distance:61~100 Feet,Resolution:4 Megapixel,Lens Type:Varifocal,Lens Size:2.8-12mm,Mount Type:Ceiling, Wall,Compression Method:H.264, M-JPEG, H.265, H.264+, H.265+,Durability:Vandal Resistant,Voltage:12vDC,Dimensions (W x H):Î¦140.5 Ã— 122.6 mm (Î¦5.5Êº Ã— 4.8Êº),Electronic Shutter:1 s to 1/100,000 s,Image Device:1/1.8â€³ Progressive Scan CMOS,IR Wavelength:850 nm,Minimum Scene Illumination:Color: 0.002 Lux @ (F1.2, AGC ON), 0.005 Lux @ (F1.8, AGC ON), 0 Lux with IR,Operating Humidity:95% or less (non-condensing),Operating Temperature:-30 Â°C to 60 Â°C (-22 Â°F to 140 Â°F,Power Consumption:max. 8.0 W,Protocols:TCP/IP, ICMP, HTTP, HTTPS, FTP, SFTP, DHCP, DNS, DDNS, RTP, RTSP, RTCP, PPPoE,NTP, UPnP, SMTP, SNMP, IGMP, 802.1X, QoS, IPv6, UDP, Bonjour, SSL/TLS,Digital Noise Reduction:3D DNR,Angle of View:Horizontal FOV 109.2Â°to 38.9Â°, vertical FOV 56.2Â°to 21.9Â°, diagonal FOV 134.5Â°to 45Â°,Rotation Angle:0Â°to 355Â°,IR Distance:30m/98.42ft,Audio:Yes,Auto Gain Control:Yes,Day/Night:Yes,Digital Noise Reduction:Yes,Automatic White Balance:Yes,Back Light Compensation:Yes,Flickerless:Yes,Motion Detection Tracking:Yes,Privacy Masking:Yes,Wide Dynamic Range:Yes,Mirror:Yes,ONVIF:Yes | 4 Megapixel |  | DS-2CD7146G0-IZS | Hikvision DS-2CD7146G0-IZS 4 Megapixel Network IR Vandal Dome Camera, 2.8-12mm Lens
Hikvision | DS-2CD2743G1-IZS | 220 | The DS-2CD2743G1-IZS from Hikvision is a 4 Megapixel Network IR Outdoor Dome Camera, 2.8-12mm Lens.,Features,1/3" Progressive Scan CMOS,2688 Ã— 1520 @30fps,2.8 to 12 mm varifocal lens,Color: 0.01 Lux @ (F1.2, AGC ON), 0.018 Lux @ (F1.6, AGC ON), 0 Lux with IR,H.265+, H.265, H.264+, H.264,Three streams,120dB WDR,2 behavior analyses, and face detection,BLC/3D DNR/ROI/HLC,IP67, IK10,Built-in micro SD/SDHC/SDXC card slot, up to 128 GB | SKU:DS-2CD2743G1-IZS,Manufacturer:Hikvision,Features:Audio, Auto Gain Control, Automatic White Balance, Back Light Compensation, Day/Night, Digital Noise Reduction, Flickerless, Mirror, Motion Detection Tracking, ONVIF, Privacy Masking, Vandal Resistant, Weather Resistant, Wide Dynamic Range,Camera Signal :Network IP,Connection Type:Wired,Infrared Distance:61~100 Feet,Resolution:4 Megapixel,Lens Type:Varifocal,Lens Size:2.8-12mm,Mount Type:Ceiling, Wall,Compression Method:H.264, M-JPEG, H.265, H.264+, H.265+,Durability:Vandal Resistant, Weather Resistant,Voltage:12vDC, PoE,Dimensions (W x H):Î¦ 153.3 Ã— 111.6mm (Î¦ 6" Ã— 4.4"),Electronic Shutter:1/3 s to 1/100,000 s,Image Device:1/3" Progressive Scan CMOS,IR Wavelength:850nm,Minimum Scene Illumination:Color: 0.01 Lux @ (F1.2, AGC ON), 0.018 Lux @ (F1.6, AGC ON), 0 Lux with IR,Operating Humidity:95% or less (non-condensing),Operating Temperature:-30 Â°C to +60 Â°C (-22 Â°F to +140 Â°F),Power Consumption:12 VDC, 0.8A, max. 10W, PoE (802.3af, 36V to 57V), 0.35A to 0.2A, max. 12,Protocols:TCP/IP, ICMP, HTTP, HTTPS, FTP, DHCP, DNS, DDNS, RTP, RTSP, RTCP, PPPoE, NTP, UPnPâ„¢, SMTP, SNMP, IGMP, 802.1X, QoS, IPv6, Bonjour,Weatherproof:IP67,Digital Noise Reduction:3D DNR,Angle of View:horizontal FOV: 104Â° to 29Â°, vertical FOV: 55Â° to 17Â°, diagonal FOV: 125Â° to 34Â° ,Rotation Angle:0-355Â°,IR Distance:30m/98.42ft,Audio:Yes,Auto Gain Control:Yes,Day/Night:Yes,Digital Noise Reduction:Yes,Automatic White Balance:Yes,Back Light Compensation:Yes,Flickerless:Yes,Motion Detection Tracking:Yes,Privacy Masking:Yes,Wide Dynamic Range:Yes,Mirror:Yes,ONVIF:Yes | 4 Megapixel |  | DS-2CD2743G1-IZS | Hikvision DS-2CD2743G1-IZS 4 Megapixel Network IR Outdoor Dome Camera, 2.8-12mm Lens
Ganz | ZN-VD4F28-DL | 406 | The ZN-VD4F28-DL from Ganz is a 4 megapixel day/night outdoor network IR dome camera, 2.8mm lens. | SKU:ZN-VD4F28-DL,Manufacturer:Ganz,Features:Auto Gain Control, Day/Night, Vandal Resistant, Weather Resistant, Wide Dynamic Range,Camera Signal :Network IP,Connection Type:Wired,Infrared Distance:0~60 Feet,Resolution:4 Megapixel,Lens Type:Fixed,Lens Size:2.8mm,Mount Type:Ceiling, Wall,Compression Method:H.264,Durability:Vandal Resistant, Weather Resistant,Voltage:12vDC, 24vAC, PoE,Dimensions (W x H):114Ã˜ x 81.81HHmm,Weatherproof:IP67,IR Distance:30m/98.42ft,Auto Gain Control:Yes,Day/Night:Yes,Wide Dynamic Range:Yes | 4 Megapixel |  | ZN-VD4F28-DL | Ganz ZN-VD4F28-DL 4 Megapixel Day/Night Outdoor Network IR Dome Camera, 2.8mm Lens
Ganz | ZN-VD4M212-DLP | 425.77 | The ZN-VD4M212-DLP from Ganz is a 4 megapixel outdoor network IP IR dome camera, 2.8-12mm lens.,Features,2.8-12mm MFZ Lens,Smart IR up to 98â€™,True Day/Night & True WDR,4.3x Optical Zoom,12VDC, 24VAC, PoE,IP67, IK10 | SKU:ZN-VD4M212-DLP,Manufacturer:Ganz,Features:Audio, Auto Gain Control, Day/Night, Digital Noise Reduction, ONVIF, Privacy Masking, Vandal Resistant, Weather Resistant, Wide Dynamic Range,Camera Signal :Network IP,Connection Type:Wired,Infrared Distance:61~100 Feet,Resolution:4 Megapixel,Lens Type:Varifocal,Lens Size:2.8-12mm,Mount Type:Ceiling, Wall,Compression Method:H.264, H.265,Durability:Vandal Resistant, Weather Resistant,Voltage:12vDC, 24vAC, PoE,Dimensions (W x H):5.9â€œ x 4.3â€œ / 151.1mm (pi) x 109.3mm (h),Minimum Scene Illumination:Color: 0.1 Lux@ (F1.2),Operating Humidity:0% - 90%, Non-condensing,Operating Temperature:- 14Â°F ~ 122Â°F (-10 Â°C ~ 50 Â°C),Weatherproof:IP67,Digital Noise Reduction:3D DNR,Angle of View:99Â°/53Â°/113Â° (w), 31Â°/18Â°/35Â° (t),IR Distance:29.87m/98ft,Audio:Yes,Auto Gain Control:Yes,Day/Night:Yes,Digital Noise Reduction:Yes,Privacy Masking:Yes,Wide Dynamic Range:Yes,ONVIF:Yes | 4 Megapixel |  | ZN-VD4M212-DLP | Ganz ZN-VD4M212-DLP 4 Megapixel Outdoor Network IP IR Dome Camera, 2.8-12mm Lens
Ganz | ZN-D4M212-DLP | 558 | The ZN-D4M212-DLP from Ganz is a 4 megapixel indoor network IR dome camera, 2.8-12mm lens.,Features,4 Megapixel Resolution,2.8-12mm MFZ Lens,Smart IR up to 49â€™,True Day/Night & True WDR,4.3x Optical Zoom,12VDC, 24VAC, PoE | SKU:ZN-D4M212-DLP,Manufacturer:Ganz,Features:Audio, Auto Gain Control, Day/Night, Digital Noise Reduction, ONVIF, Privacy Masking, Wide Dynamic Range,Camera Signal :Network IP,Connection Type:Wired,Infrared Distance:0~60 Feet,Resolution:4 Megapixel,Lens Type:Varifocal,Lens Size:2.8-12mm,Mount Type:Ceiling, Wall,Compression Method:H.264, H.265,Durability:Indoor,Voltage:12vDC, 24vAC, PoE,Dimensions (W x H):5.9â€œ x 4.3â€œ / 150.4mm (pi) x 109.3mm (h),Minimum Scene Illumination:Color: 0.1Lux @ (F1.2),Operating Humidity:0% - 90%, Non-condensing,Operating Temperature:-14Â°F ~ 122Â°F (-10 Â°C ~ 50 Â°C),OSD Menu:Select up to 4 different areas,Digital Noise Reduction:3D DNR,Angle of View:99Â°/53Â°/113Â° (w), 31Â°/18Â°/35Â° (t),IR Distance:15m/49ft,Audio:Yes,Auto Gain Control:Yes,Day/Night:Yes,Digital Noise Reduction:Yes,Privacy Masking:Yes,Wide Dynamic Range:Yes,ONVIF:Yes | 4 Megapixel |  | ZN-D4M212-DLP | Ganz ZN-D4M212-DLP 4 Megapixel Indoor Network IR Dome Camera, 2.8-12mm Lens
Hikvision | DS-2CD2543G0-IWS | 150 | The Hikvision DS-2CD2543G0-IWS Outdoor IR Fixed Mini Network Wi-Fi Dome Camera provides high definition network output. It supports H.265+ video compression, which assures savings in bandwidth and storage. Smart features, such as line crossing and intrusion detection are supported.,Features,1/3" (4 MP) Progressive Scan CMOS,2688 x 1520 Resolution @ 30 fps,EXIR 2.0 Range Up to 35 ft (10 m),H.265+, H.265, H.264+, H.264,120dB True WDR,MicroSD Card Slot Supports 128 GB,IP66, IK08 Protection,12 VDC and PoE (802.3af) | SKU:DS-2CD2543G0-IWS,Manufacturer:Hikvision,Features:Audio, Auto Gain Control, Back Light Compensation, Day/Night, Digital Noise Reduction, Flickerless, Mirror, Motion Detection Tracking, ONVIF, Privacy Masking, Vandal Resistant, Weather Resistant, Wide Dynamic Range,Camera Signal :Network IP,Connection Type:Wireless,Infrared Distance:0~60 Feet,Resolution:4 Megapixel,Lens Type:Fixed,Lens Size:2.8mm, 4mm, 6mm,Mount Type:Ceiling, Wall,Compression Method:H.264, M-JPEG, H.265,Durability:Vandal Resistant, Weather Resistant,Voltage:12vDC, PoE,Dimensions (W x H):Î¦ 4.3" x 2.2" (Î¦ 110 mm x 56.4 mm),Electronic Shutter:1/3 s to 1/100,000 s,Image Device:1/3" Progressive Scan CMOS,IR Wavelength:850nm,Minimum Scene Illumination:Color: 0.018 lux @ (f/1.6, AGC on), 0 lux with IR,Operating Humidity:95% or less (non-condensing),Operating Temperature:-22Â° F to 140Â° F (-30Â° C to 60Â° C),Power Consumption:12 VDC, 0.7 A, maximum 8.5 W, Î¦ 5.5 mm coaxial plug power, PoE (802.3af, 36 V to 57 V), 0.3 A to 0.1 A, maximum 10 W,Protocols:TCP/IP, ICMP, HTTP, HTTPS, FTP, DHCP, DNS, DDNS, RTP, RTSP, RTCP, PPPoE, NTP, UPnPâ„¢, SMTP, SNMP, IGMP, QoS, IPv6,Weatherproof:IP66,Digital Noise Reduction:3D DNR,Angle of View:2.8 mm, Horizontal field of view: 98Â°, Vertical field of view: 55Â°, Diagonal field of view: 114Â°, 4 mm, Horizontal field of view: 78Â°, Vertical field of view: 42Â°, Diagonal field of view: 93Â°,Rotation Angle:0Â°to 360Â°,IR Distance:10m/32.80ft,Audio:Yes,Auto Gain Control:Yes,Day/Night:Yes,Digital Noise Reduction:Yes,Back Light Compensation:Yes,Flickerless:Yes,Motion Detection Tracking:Yes,Privacy Masking:Yes,Wide Dynamic Range:Yes,Mirror:Yes,ONVIF:Yes | 4 Megapixel |  | DS-2CD2543G0-IWS | Hikvision DS-2CD2543G0-IWS 4 Megapixel Outdoor EXIR Fixed Mini Dome Network Camera
Hikvision | DS-2CD2143G0-IB2-8MM | 97.04 | The DS-2CD2143G0-IB2-8MM from Hikvision is a 4 Megapixel Outdoor IR Dome Network Camera, 2.8mm lens, Black.,Features,1/3" Progressive Scan CMOS,2688 Ã— 1520 @30fps,2.8mm fixed lens,Color: 0.01 Lux @ (F1.2, AGC ON), 0.018 Lux @ (F1.6, AGC ON), 0 Lux with IR,H.265+, H.265, H.264+, H.264,Three streams,120dB WDR,2 Behavior analyses, and face detection BLC/3D DNR/ROI/HLC,IP67, IK10,Built-in micro SD/SDHC/SDXC card slot, up to 128 GB,3-Axis adjustment | SKU:DS-2CD2143G0-IB2-8MM,Manufacturer:Hikvision,Features:Audio, Auto Gain Control, Automatic White Balance, Back Light Compensation, Day/Night, Digital Noise Reduction, Mirror, Motion Detection Tracking, ONVIF, Privacy Masking, Vandal Resistant, Weather Resistant, Wide Dynamic Range,Camera Signal :Network IP,Connection Type:Wired,Infrared Distance:61~100 Feet,Resolution:4 Megapixel,Lens Type:Fixed,Lens Size:2.8mm,Mount Type:Ceiling, Wall,Compression Method:H.264, M-JPEG, H.265,Durability:Vandal Resistant, Weather Resistant,Voltage:12vDC, PoE,Dimensions (W x H):Camera: Î¦ 111 Ã— 82.4 mm (Î¦ 4.4" Ã— 3.2"), Package: 134 Ã— 134 Ã— 108 mm (5.3" Ã— 5.3" Ã— 4.3"),Electronic Shutter:1/3 s to 1/100,000 s,Image Device:1/3" Progressive Scan CMOS,Minimum Scene Illumination:Color: 0.01 Lux @ (F1.2, AGC ON), 0.018 Lux @ (F1.6, AGC ON), 0 Lux with IR,Operating Humidity:Humidity 95% or less,Operating Temperature:-30 Â°C to +60 Â°C (-22 Â°F to +140 Â°F),Power Consumption:12 VDC: max. 6 W, PoE: max. 7.5 W,Protocols:TCP/IP, ICMP, HTTP, HTTPS, FTP, DHCP, DNS, DDNS, RTP, RTSP, RTCP, PPPoE, NTP, UPnPâ„¢, SMTP, SNMP, IGMP, 802.1X, QoS, IPv6, Bonjour,Weatherproof:IP67,Digital Noise Reduction:3D DNR,Angle of View:Horizontal FOV: 103Â°, Vertical FOV: 58Â°, Diagonal FOV: 123Â°,Rotation Angle:0Â°to 355Â°,IR Distance:30m/98ft,Audio:Yes,Auto Gain Control:Yes,Day/Night:Yes,Digital Noise Reduction:Yes,Automatic White Balance:Yes,Back Light Compensation:Yes,Motion Detection Tracking:Yes,Privacy Masking:Yes,Wide Dynamic Range:Yes,Mirror:Yes,ONVIF:Yes | 4 Megapixel |  | DS-2CD2143G0-IB2-8MM | Hikvision DS-2CD2143G0-IB2-8MM 4 Megapixel Outdoor IR Dome Network Camera, 2.8mm lens, Black
InVid | ULT-P4TXIRSP | 74.1 | The ULT-P4TXIRSP from InVid is a 4 Megapixel IP Plug & Play, Outdoor Turret, 98â€™ IR Range, WDR, PoE/12VDC.,Features,4 Megapixel (2592 x 1520) Resolution,Fixed Lens,H.265, H.264, MJPEG Compression ,True WDR 120dB,98â€™ IR Range,Built-in Junction Box,IP67 Weatherproof,ONVIF,12VDC/PoE Operation ,Free Central Management Software (CMS) to manage multiple units & sites from a single platform through the NVR,Free iOS & Android Apps for Smart Phones & Tablets,Free Mac Client | SKU:ULT-P4TXIRSP,Manufacturer:InVid,Features:Auto Gain Control, Automatic White Balance, Day/Night, Digital Noise Reduction, Mirror, Motion Detection Tracking, ONVIF, Privacy Masking, Weather Resistant, Wide Dynamic Range,Camera Signal :Network IP,Connection Type:Wired,Infrared Distance:61~100 Feet,Resolution:4 Megapixel,Lens Type:Fixed,Lens Size:2.8mm,Mount Type:Ceiling, Wall,Compression Method:MJPEG, H.264, H.265,Durability:Weather Resistant,Voltage:12vDC, PoE,Automatic Gain Control (AGC):Auto/Manual,Electronic Shutter:1/5-1/20000s,Image Device:1/3â€ Progressive Scan CMOS,Image Pixels-Effective:2592(H)Ã—1520(V),IR LEDs:1,Minimum Scene Illumination:Color:0.05Lux@(F1.2,AGC ON), B/W:0Lux@(IR LED ON),Operating Humidity:Less than 90% RH,Operating Temperature:-22Â°F ~ 122Â°F (-30Â°C ~ 50Â°C),,Power Consumption:2.5W (IR LED OFF), 5.5W (IR LED ON),Protocols:IPv4/IPv6, 802.1x, HTTP, HTTPS, TCP/IP, UDP/IP, RTSP, DHCP, NTP, RTCP/RTP, PPPoE, SMTP, DNS, UPnP, FTP, ARP, SNMP,S/N Ratio:55dB,Scanning System:Progressive,Weatherproof:IP67,Digital Noise Reduction:2D/3D DNR,Angle of View:100Â°,Rotation Angle::0Ëš~360Ëš,IR Distance:30m/98ft,Auto Gain Control:Yes,Day/Night:Yes,Digital Noise Reduction:Yes,Automatic White Balance:Yes,Motion Detection Tracking:Yes,Privacy Masking:Yes,Wide Dynamic Range:Yes,Mirror:Yes,ONVIF:Yes | 4 Megapixel |  | ULT-P4TXIRSP | InVid ULT-P4TXIRSP 4 Megapixel Network IR Outdoor Dome Camera, 2.8mm Lens
Cantek | CT-NC334-TD-2-8mm | 136.5 | The CT-NC334-TD-2-8mm from Cantek is a 4 megapixel day/night outdoor network IR dome camera, 2.8mm lens.,Features,1/2.5" Progressive Scan CMOS,2688 Ã— 1520@30 fps,2.8mm fixed lens,H.265+, H.265, H.264+, H.264,4 Behavior analyses,120dB WDR,Powered by Darkfighter,IR range: up to 30 m,BLC/3D DNR/ROI/HLC,Built-in microSD/SDHC/SDXC card slot, up to 128 GB,Color: 0.008 lux @(F1.2, AGC ON), 0 lux with IR Color: 0.014 lux @(F1.6, AGC ON), 0 lux with IR | SKU:CT-NC334-TD-2-8mm,Manufacturer:Cantek,Features:Audio, Auto Gain Control, Automatic White Balance, Back Light Compensation, Day/Night, Digital Noise Reduction, Flickerless, Mirror, Motion Detection Tracking, ONVIF, Privacy Masking, Weather Resistant, Wide Dynamic Range,Camera Signal :Network IP,Connection Type:Wired,Infrared Distance:61~100 Feet,Resolution:4 Megapixel,Lens Type:Fixed,Lens Size:2.8mm,Mount Type:Ceiling, Wall,Compression Method:H.264, M-JPEG, H.265, H.264+, H.265+,Durability:Vandal Resistant, Weather Resistant,Voltage:12vDC, PoE,Dimensions (W x H):134 Ã— 134 Ã— 108 mm (5.3" Ã— 5.3" Ã— 4.3"),Electronic Shutter:1/3 s to 1/100,000 s,Image Device:1/2.5" Progressive Scan CMOS,IR Wavelength:850 nm,Minimum Scene Illumination:Color: 0.008 lux @(F1.2, AGC ON), 0 lux with IR, Color: 0.014 lux @(F1.6, AGC ON), 0 lux with IR,Operating Humidity:95% or less (non-condensing),Operating Temperature:-30 Â°C to +60 Â°C (-22 Â°F to +140 Â°F),Power Consumption:12 VDC: 5.5 W, PoE: 7 W,Protocols:TCP/IP, ICMP, HTTP, HTTPS, FTP, DHCP, DNS, DDNS, RTP, RTSP, RTCP, PPPoE, NTP, UPnP, SMTP, SNMP, IGMP, 802.1X, QoS, IPv6, Bonjour,Weatherproof:IP67,Digital Noise Reduction:3D DNR,Angle of View:Horizontal FOV: 109Â°, Vertical FOV: 60Â°, Diagonal FOV: 131Â°,Rotation Angle:0Â° to 355Â°,IR Distance:30m/98.42ft,Audio:Yes,Auto Gain Control:Yes,Day/Night:Yes,Digital Noise Reduction:Yes,Automatic White Balance:Yes,Back Light Compensation:Yes,Flickerless:Yes,Motion Detection Tracking:Yes,Privacy Masking:Yes,Wide Dynamic Range:Yes,Mirror:Yes,ONVIF:Yes | 4 Megapixel |  | CT-NC334-TD-2-8mm | Cantek CT-NC334-TD-2-8mm 4 Megapixel Day/Night Outdoor Network IR Dome Camera, 2.8mm Lens
Speco | O4VFDM | 141.9 | The O4VFDM from Speco is a 4 Megapixel Indoor/Outdoor Network IR Dome Camera with Junction Box, 2.7-12mm Lens, White Housing.,Features,Supports up to 4MP,Motorized varifocal lens with auto focus,Built-in standard PoE (IEEE 802.3af),Adaptive IR LEDs reduce IR saturation ,IR Range: 98' (depending on scene reflection),True Day/Night operation (IR cut filter),Micro SD card slot for edge recording (card not included),IP67 compliant, weather resistant,IK10 compliant, vandal resistant,Junction box included,UL listed,Conformant with ONVIF Profile S | SKU:O4VFDM,Manufacturer:Speco,Features:Auto Gain Control, Day/Night, ONVIF, Vandal Resistant, Weather Resistant,Camera Signal :Network IP,Connection Type:Wired,Infrared Distance:61~100 Feet,Resolution:4 Megapixel,Lens Type:Varifocal,Lens Size:2.7-12mm,Mount Type:Ceiling, Wall,Durability:Vandal Resistant, Weather Resistant,Voltage:PoE,Weatherproof:IP67,IR Distance:29.87m/98ft,Auto Gain Control:Yes,Day/Night:Yes,ONVIF:Yes | 4 Megapixel |  | O4VFDM | Speco O4VFDM 4 Megapixel Indoor/Outdoor Network IR Dome Camera with Junction Box, 2.7-12mm Lens, White Housing
Vivotek | SD9374-EHL | 2700 | The SD9374-EHL from Vivotek is a latest professional IR speed dome camera with 4MP resolution, specifically designed to enhance video surveillance in large coverage areas. Equipped with 250M IR illuminators and a 36x optical zoom lens, the SD9374-EHL provides a crystal clear image with 2560x1440 pixels in the most challenging situations. The SD9374-EHL also adopts Vivotek's Smart IR II technology, Vari-Angle IR. Vivotek's Vari Angle IR provides smooth vari-angle adjustment of the IR illuminators, allowing broad coverage FOV and highly uniform IR intensity while avoiding hotspots traditionally associated with IR illumination., The SD9374-EHL utilizes H.265 compression technology. When combined with Vivotek's Smart Stream III technology, users can obtain ultra low bandwidth while maintaining high image quality compared to H.264 compression. By combining 4MP resolution with H.265, IR illuminators, Vari-Angle IR, WDR, and 36x optical zoom, the SD9374-EHL is able to capture fine details at topnotch quality, 24 hours a day, 7 days a week. Vivotek further strengthens the camera performance with an IP66- and NEMA 4X-rated housing to protect the camera against rain, dust, and corrosion. The SD9374-EHL has a wide operating temperature range from -40Â°C to 55Â°C, ensuring continuous operation under the most extreme weather conditions and hazardous environments. This makes the SD9374-EHL ideally suited to monitor wide open spaces such as ports, highways, city surveillance, and parking lots where high-level precision is required., As with all Vivotek true day/night cameras, the SD9374-EHL features a removable IR-cut filter, maintaining clear images 24 hours a day. Audio detection is included by recognizing changes in ambient noise. The SD9374-EHL also includes a MicroSD/SDHC/SDXC card slot and supports up to 30 fps in 4MP. For the most demanding outdoor surveillance application, there is nothing that compares to the Vivotek SD9374-EHL.,Features,H.265 Compression technology,30 fps @ 2560x1440,36x Optical Zoom, Auto Focus,360Â° Continuous Pan and 220Â° Tilt,250M IR with Smart IR II (Vari-Angle IR),Removable IR-cut Filter for Day & Night Function,Weather-proof IP66-rated, Vandal-proof IK10 and NEMA 4X-rated Housing,-40Â°C ~ 55Â°C Wide Temperature Range for Extreme Weather Conditions,EIS (Electronic Image Stabilization) to Control Image Stability,Trend Micro IoT Security | SKU:SD9374-EHL,Manufacturer:Vivotek,Features:Audio, Auto Gain Control, Automatic White Balance, Back Light Compensation, Day/Night, Digital Noise Reduction, Mirror, Motion Detection Tracking, ONVIF, Privacy Masking, Vandal Resistant, Weather Resistant, Wide Dynamic Range,Camera Signal :Network IP,Connection Type:Wired,Infrared Distance:101 Feet +,Resolution:4 Megapixel,Lens Type:Motorized Zoom,Lens Size:36X,Mount Type:Ceiling, Wall,Compression Method:H.264, M-JPEG, H.265,Durability:Vandal Resistant, Weather Resistant,Voltage:24vDC, 24vAC, PoE,Dimensions (W x H):237 x 364 mm,Electronic Shutter:1 sec. to 1/30,000 sec,Image Device:1/2" Progressive CMOS,IR LEDs:2,Minimum Scene Illumination:0.19 Lux @ F1.5 (Color), 0.01 Lux @ F1.5 (B/W), 0 Lux with IR illumination on,Operating Humidity:0.98,Operating Temperature:-40Â°C ~ 55Â°C (-40Â°F ~ 131Â°F),Power Consumption:PoH/PoE (95W): Max. 70 W (Heater on, IR on), Max. 51 W (Heater off, IR on), AC/DC 24V: Max. 63 W (Heater on, IR on), Max. 45 W (Heater off, IR on),Protocols:802.1X, ARP, CIFS/SMB, CoS, DDNS, DHCP, DNS, FTP, HTTP, HTTPS, ICMP, IGMP, IPv4, IPv6, NTCIP, NTP, PPPoE, QoS, RTSP/RTP/RTCP, SMTP, SNMP, SSL, TCP/IP, TLS, UDP, UPnP,S/N Ratio:66 dB,Video Output:36x,Weatherproof:IP66,Digital Noise Reduction:3DNR,Angle of View:Horizontal: 1.85Â° ~ 49.27Â°, Vertical: 1.04Â° ~ 28.93Â°, Diagonal: 2.13Â° ~ 55.5Â°,Motion Detection Tracking:Five-window video motion detection,IR Distance:250m/820.21ft,Audio:Yes,Auto Gain Control:Yes,Day/Night:Yes,Digital Noise Reduction:Yes,Automatic White Balance:Yes,Back Light Compensation:Yes,Motion Detection Tracking:Yes,Privacy Masking:Yes,Wide Dynamic Range:Yes,Mirror:Yes,ONVIF:Yes | 4 Megapixel |  | SD9374-EHL | Vivotek SD9374-EHL 4 Megapixel Outdoor IR Speed Dome Network Camera, 36x Lens
ENS | ESNC214-MD-28 | 90 | The ESNC214-MD-28 from ENS is a 4 Megapixel Network IR Outdoor Dome Camera, 2.8mm Lens. 1/3" H.265+, 2560 Ã— 1440@20fps, DWDR, 3D DNR, IP67, TVS, 12VDC, PoE.,Features,1/3" Progressive Scan CMOS,2560 Ã— 1440@30fps,2.8 mm fixed lens,Color: 0.01 Lux @ (F1.2, AGC ON), 0.028 Lux @ (F2.0, AGC ON), 0 Lux with IR,H.265+, H.265, H.264+, H.264,Three streams,120dB WDR,2 Behavior analyses, and face detection,BLC/3D DNR/ROI,IP67,Built-in micro SD/SDHC/SDXC card slot, up to 128 GB,2-Axis adjustment | SKU:ESNC214-MD-28,Manufacturer:ENS,Features:Audio, Auto Gain Control, Day/Night, Digital Noise Reduction, Flickerless, Mirror, Motion Detection Tracking, ONVIF, Privacy Masking, Weather Resistant, Wide Dynamic Range,Camera Signal :Network IP,Connection Type:Wired,Infrared Distance:61~100 Feet,Resolution:4 Megapixel,Lens Type:Fixed,Lens Size:2.8mm,Mount Type:Ceiling, Wall,Compression Method:H.264, H.265, H.264+, H.265+,Durability:Weather Resistant,Voltage:12vDC, PoE,Dimensions (W x H):111 Ã— 82.4 mm (4.4" Ã— 3.2"),Electronic Shutter:1/3 s to 1/100,000 s,Image Device:1/3" Progressive Scan CMOS,Minimum Scene Illumination:Color: 0.01 Lux @ (F1.2, AGC ON), 0.028 Lux @ (F2.0, AGC ON), 0 Lux with IR,Operating Humidity:95% or less (non-condensing),Operating Temperature:-30 Â°C to +60 Â°C (-22 Â°F to +140 Â°F),Power Consumption:Max 7.5W,Protocols:TCP/IP, ICMP, HTTP, HTTPS, FTP, DHCP, DNS, DDNS, RTP, RTSP, RTCP, PPPoE, NTP, UPnPâ„¢, SMTP, SNMP, IGMP, 802.1X, QoS, IPv6, Bonjour,Weatherproof:IP67,Digital Noise Reduction:3D DNR,Angle of View:Horizontal FOV: 100Â°, vertical FOV: 55Â°, diagonal FOV: 117Â°,IR Distance:30m/98.42ft,Audio:Yes,Auto Gain Control:Yes,Day/Night:Yes,Digital Noise Reduction:Yes,Flickerless:Yes,Motion Detection Tracking:Yes,Privacy Masking:Yes,Wide Dynamic Range:Yes,Mirror:Yes,ONVIF:Yes | 4 Megapixel |  | ESNC214-MD-28 | ENS ESNC214-MD-28 4 Megapixel Network IR Outdoor Dome Camera, 2.8mm Lens
ENS | ESNC214-VDZ | 154.8 | The ESNC214-VDZ from ENS is a 1/3" 4MP Outdoor Motorized VF Dome Network Camera, H.265+, 2.8~12mm Varifocal lens, 2560 Ã— 1440@20fps, WDR, 3D DNR, IP67, TVS, 12V DC, PoE,Features,1/3" Progressive Scan CMOS,2560 Ã— 1440@20fps,2.8 mm to 12 mm vari-focal lens,Color: 0.01 Lux @ (F1.2, AGC ON), 0.028 Lux @ (F2.0, AGC ON), 0 Lux with IR,H.265+, H.265, H.264+, H.264,Dual streams,120dB WDR,3D DNR (Digital Noise Reduction),IP67,PoE | SKU:ESNC214-VDZ,Manufacturer:ENS,Features:Audio, Auto Gain Control, Day/Night, Digital Noise Reduction, Flickerless, Mirror, Motion Detection Tracking, ONVIF, Privacy Masking, Vandal Resistant, Weather Resistant, Wide Dynamic Range,Camera Signal :Network IP,Connection Type:Wired,Infrared Distance:61~100 Feet,Resolution:4 Megapixel,Lens Type:Varifocal,Lens Size:2.8-12 mm,Mount Type:Ceiling, Wall,Compression Method:H.264, H.265, H.264+, H.265+,Durability:Vandal Resistant, Weather Resistant,Voltage:12vDC, PoE,Dimensions (W x H):141 mm Ã— 99.9 mm (5.6" Ã— 3.9"),Electronic Shutter:1/3 s to 1/100,000 s,Image Device:1/3" Progressive Scan CMOS,Minimum Scene Illumination:Color: 0.01 Lux @(F1.2, AGC ON), 0.018Lux @ (F1.6, AGC ON),Operating Humidity:95% or less (non-condensing),Operating Temperature:-30 Â°C to +60 Â°C (-22 Â°F to +140 Â°F),Power Consumption:Max 12W,Protocols:TCP/IP, ICMP, HTTP, HTTPS, FTP, DHCP, DNS, DDNS, RTP, RTSP, RTCP, PPPoE, NTP, UPnPâ„¢, SMTP, SNMP, IGMP, 802.1X, QoS, IPv6, Bonjour,Weatherproof:IP67,Digital Noise Reduction:3D DNR,Angle of View:Horizontal field of view: 98Â°to 28Â° Vertical field of view: 51Â°to 16Â° Diagonal field of view: 115Â°to 32Â°,IR Distance:30m/98.42ft,Audio:Yes,Auto Gain Control:Yes,Day/Night:Yes,Digital Noise Reduction:Yes,Flickerless:Yes,Motion Detection Tracking:Yes,Privacy Masking:Yes,Wide Dynamic Range:Yes,Mirror:Yes,ONVIF:Yes | 4 Megapixel |  | ESNC214-VDZ | ENS ESNC214-VDZ 4 Megapixel Network IR Outdoor Dome Camera, 2.8-12 mm Lens
Flir | CM-3304-21-I | 600 | The CM-3304-21-I from Flir is a 4 megapixel outdoor network IR quad HD mini-dome camera, 9-22mm lens. The Arielâ„¢ Quad HD Dome is ready for diverse motion and lighting conditions found in critical infrastructure and commercial locations. The camera includes Shutter Wide Dynamic Range, IR Illumination and H.264/H.265 compression. The Ariel Quad HD Dome reduces the total cost of ownership through network and storage savings. When controlled using FLIRâ€™s United VMS, the camera also utilizes unique adaptive streaming technology, enhancing the overall viewing experience.,Features,Features include Quad HD resolution, Shutter Wide Dynamic Range, and H.264/H.265 compression,Camera sensitivity equals 0.07 Lux (color), 0.01 Lux (BW), and 0 Lux with IR illumination,The camera offers a package of basic video analytics capabilities, including Border Line, Counting, Area Protection, Loitering, Object Dropped and Object Removed | SKU:CM-3304-21-I,Manufacturer:Flir,Features:Audio, Auto Gain Control, Automatic White Balance, Back Light Compensation, Day/Night, Digital Noise Reduction, Heater & Fan, Motion Detection Tracking, Privacy Masking, Vandal Resistant, Weather Resistant, Wide Dynamic Range,Camera Signal :Network IP,Connection Type:Wired,Infrared Distance:61~100 Feet,Resolution:4 Megapixel,Lens Type:Varifocal,Lens Size:9-22mm,Mount Type:Ceiling, Wall,Compression Method:H.264, JPEG, H.265,Durability:Vandal Resistant, Weather Resistant,Voltage:PoE,Automatic Gain Control (AGC):Auto,Dimensions (W x H):138 Ã— 104 mm (5.43 x 4.09 in.),Electronic Shutter:1/1.75 to 1/10,000 (auto),Image Device:1/2.9â€ BSI CMOS,IR Wavelength:850,Operating Humidity:90% (non-condensing),Operating Temperature:-40Â°C to 50Â°C (-40Â°F to 122Â°F),Power Consumption:8W / 12W with heater and IR,Protocols:TCP, UDP, ICMP, HTTP, HTTPS, FTP, DHCP, DNS, DDNS, RTP, RTSP, RTCP, PPPoE, NTP, UPnP, SMTP,SNMP, IGMP, 802.1X, QoS, IPv4, IPv6, SSL, LDAP,Weatherproof:IP67,Digital Noise Reduction:3D,Angle of View: 15Â°-34Â° HFOV,Back Light Compensation:On / Off,Automatic White Balance:Auto / ATW / Manual / One Push,IR Distance:30m/98ft,Audio:Yes,Auto Gain Control:Yes,Day/Night:Yes,Digital Noise Reduction:Yes,Automatic White Balance:Yes,Back Light Compensation:Yes,Heater & Fan:Yes,Motion Detection Tracking:Yes,Privacy Masking:Yes,Wide Dynamic Range:Yes | 4 Megapixel |  | CM-3304-21-I | Flir CM-3304-21-I 4 Megapixel Outdoor Network IR Quad HD Mini-Dome Camera, 9-22mm Lens
Flir | CM-3304-2E-I | 600 | The CM-3304-2E-I from Flir is a 4 megapixel outdoor network IR mini-dome camera, 9-22mm lens, E-TEMP. The Arielâ„¢ Quad HD Dome is ready for diverse motion and lighting conditions found in critical infrastructure and commercial locations. The camera includes Shutter Wide Dynamic Range, IR Illumination and H.264/H.265 compression. The Ariel Quad HD Dome reduces the total cost of ownership through network and storage savings. When controlled using FLIRâ€™s United VMS, the camera also utilizes unique adaptive streaming technology, enhancing the overall viewing experience.,Features,Features include Quad HD resolution, Shutter Wide Dynamic Range, and H.264/H.265 compression,Camera sensitivity equals 0.07 Lux (color), 0.01 Lux (BW), and 0 Lux with IR illumination,The camera offers a package of basic video analytics capabilities, including Border Line, Counting, Area Protection, Loitering, Object Dropped and Object Removed | SKU:CM-3304-2E-I,Manufacturer:Flir,Features:Audio, Auto Gain Control, Automatic White Balance, Back Light Compensation, Day/Night, Digital Noise Reduction, Motion Detection Tracking, Privacy Masking, Vandal Resistant, Weather Resistant, Wide Dynamic Range,Camera Signal :Network IP,Connection Type:Wired,Infrared Distance:61~100 Feet,Resolution:4 Megapixel,Lens Type:Varifocal,Lens Size:9-22mm,Mount Type:Ceiling, Wall,Compression Method:H.264, JPEG, H.265,Durability:Vandal Resistant, Weather Resistant,Voltage:PoE,Automatic Gain Control (AGC):Auto,Dimensions (W x H):138 Ã— 104 mm (5.43 x 4.09 in.),Electronic Shutter:1/1.75 to 1/10,000 (auto),Image Device:1/2.9â€ BSI CMOS,IR Wavelength:850,Operating Humidity:90% (non-condensing),Operating Temperature:-40Â°C to 50Â°C (-40Â°F to 122Â°F),Power Consumption:8W / 12W with heater and IR,Protocols:TCP, UDP, ICMP, HTTP, HTTPS, FTP, DHCP, DNS, DDNS, RTP, RTSP, RTCP, PPPoE, NTP, UPnP, SMTP,SNMP, IGMP, 802.1X, QoS, IPv4, IPv6, SSL, LDAP,Scanning System:Progressive,Weatherproof:IP67,Digital Noise Reduction:3D,Angle of View: 15Â°-34Â° HFOV,Back Light Compensation:On / Off,Automatic White Balance:Auto / ATW / Manual / One Push,IR Distance:30m/98ft,Audio:Yes,Auto Gain Control:Yes,Day/Night:Yes,Digital Noise Reduction:Yes,Automatic White Balance:Yes,Back Light Compensation:Yes,Motion Detection Tracking:Yes,Privacy Masking:Yes,Wide Dynamic Range:Yes | 4 Megapixel |  | CM-3304-2E-I | Flir CM-3304-2E-I 4 Megapixel Outdoor Network IR Mini-Dome Camera, 9-22mm Lens, E-TEMP
Flir | CM-3304-1E-I | 600 | The CM-3304-1E-I from Flir is a 4 megapixel outdoor network IR mini-dome camera, 3-8.5mm lens, E-TEMP. The Arielâ„¢ Quad HD Dome is ready for diverse motion and lighting conditions found in critical infrastructure and commercial locations. The camera includes Shutter Wide Dynamic Range, IR Illumination and H.264/H.265 compression. The Ariel Quad HD Dome reduces the total cost of ownership through network and storage savings. When controlled using FLIRâ€™s United VMS, the camera also utilizes unique adaptive streaming technology, enhancing the overall viewing experience.,Features,Features include Quad HD resolution, Shutter Wide Dynamic Range, and H.264/H.265 compression,Camera sensitivity equals 0.07 Lux (color), 0.01 Lux (BW), and 0 Lux with IR illumination,The camera offers a package of basic video analytics capabilities, including Border Line, Counting, Area Protection, Loitering, Object Dropped and Object Removed | SKU:CM-3304-1E-I,Manufacturer:Flir,Features:Audio, Auto Gain Control, Automatic White Balance, Back Light Compensation, Day/Night, Digital Noise Reduction, Motion Detection Tracking, Privacy Masking, Vandal Resistant, Weather Resistant, Wide Dynamic Range,Camera Signal :Network IP,Connection Type:Wired,Infrared Distance:61~100 Feet,Resolution:4 Megapixel,Lens Type:Varifocal,Lens Size:3-8.5mm,Mount Type:Ceiling, Wall,Compression Method:H.264, JPEG, H.265,Durability:Vandal Resistant, Weather Resistant,Voltage:PoE,Automatic Gain Control (AGC):Auto,Dimensions (W x H):138 Ã— 104 mm (5.43 x 4.09 in.),Electronic Shutter:1/1.75 to 1/10,000 (auto),Image Device:1/2.9â€ BSI CMOS,IR Wavelength:850,Operating Humidity:90% (non-condensing),Operating Temperature:-40Â°C to 50Â°C (-40Â°F to 122Â°F),Power Consumption:8W / 12W with heater and IR,Protocols:TCP, UDP, ICMP, HTTP, HTTPS, FTP, DHCP, DNS, DDNS, RTP, RTSP, RTCP, PPPoE, NTP, UPnP, SMTP,SNMP, IGMP, 802.1X, QoS, IPv4, IPv6, SSL, LDAP,Scanning System:Progressive,Weatherproof:IP67,Digital Noise Reduction:3D,Angle of View:36Â°-103Â° HFOV,Back Light Compensation:On / Off,Automatic White Balance:Auto / ATW / Manual / One Push,IR Distance:30m/98ft,Audio:Yes,Auto Gain Control:Yes,Day/Night:Yes,Digital Noise Reduction:Yes,Automatic White Balance:Yes,Back Light Compensation:Yes,Motion Detection Tracking:Yes,Privacy Masking:Yes,Wide Dynamic Range:Yes | 4 Megapixel |  | CM-3304-1E-I | Flir CM-3304-1E-I 4 Megapixel Outdoor Network IR Mini-Dome Camera, 3-8.5mm Lens, E-TEMP
Avycon | AVC-VHN81FLT | 916 | The AVC-VHN81FLT from Avycon is a 4K network IR weatherproof dome camera, 3.6mm lens.,Features,H.265 Video Compression Technology,8.4MP (3840 Ã— 2160) H.265 Full Real Time Encoding,Max. Resolution: 3840 Ã— 2160,True Day & Night ICR,Up to 60ft. Night Time Viewing Distance (24 IR LEDs),3D DNR, True WDR,Video Analytics: Object removal, Line Crossing Detection and Intrusion Detection,Supports Defogging, HLC, BLC, Digital Image Stabilization and Image Correction for various situations,8 ROI Encoding,Supports Local CVBS / Analog Video Output (BNC) and One-way Audio,Supports Hardware Reset,Supports PoE (4.5W / 6.5W with IR On),Supports Smartphone, iPad and Remote Monitoring,Supports P2P Remote Connection,IK10 & IP66 Ingress Protection,Supports Triple Streaming | SKU:AVC-VHN81FLT,Manufacturer:Avycon,Features:Audio, Auto Gain Control, Back Light Compensation, Day/Night, Digital Noise Reduction, ONVIF, Vandal Resistant, Weather Resistant, Wide Dynamic Range, 4K Resolution,Camera Signal :Network IP,Connection Type:Wired,Infrared Distance:0~60 Feet,Resolution:8.4 Megapixel,Lens Type:Fixed,Lens Size:3.6mm,Mount Type:Ceiling, Wall,Compression Method:H.264, M-JPEG, H.265,Durability:Vandal Resistant, Weather Resistant,Voltage:12vDC, PoE,Automatic Gain Control (AGC):ON,Dimensions (W x H):Ã˜4.6â€ Ã— 3.5â€ (116.7mm x 90mm),Electronic Shutter:1/25s ~ 1/100,000s,Image Device:1/2.5" CMOS,IR LEDs:24,Minimum Scene Illumination:0.01Lux @F1.2, AGC On; 0Lux with IR,Operating Humidity:10% ~ 90%,Operating Temperature:-22Â°F ~ 140Â°F (-30Â°C ~ 60Â°C,Power Consumption:IR On: < 5W, IR Off: < 4W,Protocols:TCP/IP, UDP, DHCP, NTP, RTSP, PPPoE, DDNS, SMTP, FTP,Video Output:CVBS (BNC Ã— 1),Weatherproof:IP66,Digital Noise Reduction:2D / 3D DNR,Rotation Angle:0Â° ~ 220Â°,IR Distance:18.288m/60ft,Audio:Yes,Auto Gain Control:Yes,Day/Night:Yes,Digital Noise Reduction:Yes,Back Light Compensation:Yes,Wide Dynamic Range:Yes,ONVIF:Yes | 8.4 Megapixel |  | AVC-VHN81FLT | Avycon AVC-VHN81FLT 4K Network IR Weatherproof Dome Camera, 3.6mm Lens
Avycon | AVC-VHN81AVLT | 1416 | The AVC-VHN81AVLT from Avycon is a 4K network IR weatherproof vandal dome camera, 3.3-12mm lens.,Features,H.265 Video compression technology,8.4MP (3840 Ã— 2160) H.265 Full Real Time Encoding,Max. Resolution: 3840 Ã— 2160,True Day & Night ICR,Up to 100ft. Night Time Viewing Distance,3.3 ~ 12mm MP Motorized Auto-focus Lens (ICR),3D DNR, True WDR,Video Analytics: Object Removal, Line Crossing Detection and Intrusion Detection,Supports Defogging, HLC, BLC, Digital Image Stabilization and Image Correction for Various Situations,8 ROI Encoding,microSD Card Local Storage, up to 128GB,Supports Local CVBS / Analog Video Output (BNC) and Two-way Audio,Supports PoE (4.5W / 6.5W with IR On),Supports Hardware Reset,Supports Smartphone, iPad and Remote Monitoring,Supports P2P Remote Connection,IK10 & IP66 Ingress Protection,Supports Triple Streaming | SKU:AVC-VHN81AVLT,Manufacturer:Avycon,Features:Audio, Auto Gain Control, Back Light Compensation, Day/Night, Digital Noise Reduction, ONVIF, Vandal Resistant, Weather Resistant, Wide Dynamic Range, 4K Resolution,Camera Signal :Network IP,Connection Type:Wired,Infrared Distance:61~100 Feet,Resolution:8.4 Megapixel,Lens Type:Varifocal,Lens Size:3.3-12mm,Mount Type:Ceiling, Wall,Compression Method:H.264, M-JPEG, H.265,Durability:Vandal Resistant, Weather Resistant,Voltage:12vDC, PoE,Automatic Gain Control (AGC):ON,Dimensions (W x H):Ã˜5.38â€ Ã— 6.01â€ (Ã˜136.6mm x 152.7mm),Electronic Shutter:1/25s ~ 1/100,000s,Image Device:1/2.5" CMOS,Minimum Scene Illumination:0.01Lux @F1.2, AGC On; 0Lux with IR,Operating Humidity:10% ~ 90%,Operating Temperature:-22Â°F ~ 140Â°F (-30Â°C ~ 60Â°C,Power Consumption:IR On: < 6.5W, IR Off: < 4.5W,Protocols:TCP/IP, UDP, DHCP, NTP, RTSP, PPPOE, DDNS, SMTP, FTP,Video Output:CVBS (BNC Ã— 1),Weatherproof:IP66,Digital Noise Reduction:2D / 3D DNR,Angle of View:97.5Â° ~ 38.5Â°,Rotation Angle:0Â° ~ 360Â°,IR Distance:30.48m/100ft,Audio:Yes,Auto Gain Control:Yes,Day/Night:Yes,Digital Noise Reduction:Yes,Back Light Compensation:Yes,Wide Dynamic Range:Yes,ONVIF:Yes | 8.4 Megapixel |  | AVC-VHN81AVLT | Avycon AVC-VHN81AVLT 4K Network IR Weatherproof Vandal Dome Camera, 3.3-12mm Lens
Avycon | AVC-EHN41FT-2-8-G | 492 | The AVC-EHN41FT-2-8-G from Avycon is a 4 megapixel outdoor IR network dome camera, 2.8mm lens, gray.,Features,H.265 Main Profile Video Compression Technology,4MP (2592 Ã— 1520) H.265 Full Real Time Coding,Max. Resolution: 2592 Ã— 1520,ICR Auto Switch, True Day & Night,100ft. IR Night View Distance,3D DNR, Digital WDR,ROI Coding,Support Local CVBS Video Output and One-way Audio,Support Hardware Reset,Support PoE Power Supply,Support Smartphone, iPad, Remote Monitoring Support P2P,IP66 & IK10 ingress protection,Support Three Streams | SKU:AVC-EHN41FT-2-8-G,Manufacturer:Avycon,Features:Audio, Auto Gain Control, Back Light Compensation, Day/Night, Digital Noise Reduction, ONVIF, Vandal Resistant, Weather Resistant, Wide Dynamic Range,Camera Signal :Network IP,Connection Type:Wired,Infrared Distance:61~100 Feet,Resolution:4 Megapixel,Lens Type:Fixed,Lens Size:2.8mm,Mount Type:Ceiling, Wall,Compression Method:H.264, M-JPEG, H.265,Durability:Vandal Resistant, Weather Resistant,Voltage:12vDC, PoE,Automatic Gain Control (AGC):ON,Dimensions (W x H):Î¦3.43â€ x 3.6â€ (87mm Ã— 91.4mm),Electronic Shutter:1/25s ~ 1/100000s,Image Device:1/3" CMOS,Image Pixels-Effective:2592 x 1520,IR LEDs:2,Minimum Scene Illumination:Color: 0.05lux@F1.2, AGC ON, B/W: 0lux with IR,Operating Humidity:10% ~ 90%,Operating Temperature:-22Â°F ~ 122Â°F (-30Â°C ~ 50Â°C),Power Consumption:IR Off: ï¼œ2.5W, IR On: ï¼œ5.5W,Protocols:TCP/IP, UDP, DHCP, NTP, RTSP, PPPOE, DDNS, SMTP, FTP,Video Output:CVBS (BNC Ã— 1),Weatherproof:IP66,Digital Noise Reduction:2D / 3D DNR,Rotation Angle:0Â° ~ 360Â°,IR Distance:30.48m/100ft,Audio:Yes,Auto Gain Control:Yes,Day/Night:Yes,Digital Noise Reduction:Yes,Back Light Compensation:Yes,Wide Dynamic Range:Yes,ONVIF:Yes | 4 Megapixel |  | AVC-EHN41FT-2-8-G | Avycon AVC-EHN41FT-2-8-G 4 Megapixel Outdoor IR Network Dome Camera, 2.8mm Lens, Gray
Avycon | AVC-EHN81AVT | 1252 | The AVC-EHN81AVT from Avycon is a 4K network IR waterproof dome camera, 3.3-12mm lens.,Features,H.265 Main Profile Video Compression,8.4MP (3840 x 2160) Full Real Time Coding,Max. Resolution: 3840 x 2160,ICR Auto Switch, True Day / Night,30~50m IR Night View Distance,3D DNR, Digital WDR, ROI Coding, HLC & BLC,Smart Analytics (optional): Exception, Tripwire, Object Detection, Intrusion Face Detection, Crowd Density, People Intrusion, People Counting,Supports Local CVBS Video Output and One-Way Audio,Supports PoE Power Supply,Supports Smart Phone, iPad, Remote Monitoring,IP67 Ingress Protection,Supports Three Streams,ICR Filter Change Function,DC 12V (Â±10%) | SKU:AVC-EHN81AVT,Manufacturer:Avycon,Features:Audio, Auto Gain Control, Back Light Compensation, Day/Night, Digital Noise Reduction, ONVIF, Weather Resistant, Wide Dynamic Range, 4K Resolution,Camera Signal :Network IP,Connection Type:Wired,Infrared Distance:101 Feet +,Resolution:8.4 Megapixel,Lens Type:Varifocal,Lens Size:3.3-12mm,Mount Type:Ceiling, Wall,Compression Method:H.264, M-JPEG, H.265,Durability:Weather Resistant,Voltage:12vDC, PoE,Automatic Gain Control (AGC):ON,Dimensions (W x H):Î¦130mm Ã— 110mm (5.11 x 4.33 in),Electronic Shutter:1/25s ~1/100000s,Image Device:1/2.5" CMOS,Minimum Scene Illumination:0.024LUX@F1.2, AGC ON; 0LUX with IR, 0.068LUX@F2.0, AGC ON; 0LUX with IR,Operating Humidity:95% RH,Operating Temperature:-30Â°C~60Â°C,Power Consumption:< 9.5W,Protocols:UDP, IPv4, IPv6, DHCP, NTP, RTSP, PPPoE, DDNS, SMTP FTP, SNMP, 802.1X, UPnP, HTTP, HTTPs, QoS,Video Output:CVBS Video Output (BNC x 1),Weatherproof:IP67,Digital Noise Reduction:3D DNR,Angle of View:97.7Â°~38.5 ,Rotation Angle:0Â°~360Â°,IR Distance:50m/164.042ft,Audio:Yes,Auto Gain Control:Yes,Day/Night:Yes,Digital Noise Reduction:Yes,Back Light Compensation:Yes,Wide Dynamic Range:Yes,ONVIF:Yes | 8.4 Megapixel |  | AVC-EHN81AVT | Avycon AVC-EHN81AVT 4K Network IR Waterproof Dome Camera, 3.3-12mm Lens
Avycon | AVC-KHN41FT-2-8 | 548 | The AVC-KHN41FT-2-8 from Avycon is a 4 megapixel H.265 network IR flat dome camera, 2.8mm lens.,Features,4MP (2592 Ã— 1520) H.265 Full Real Time Encoding,Max. Resolution: 2592 Ã— 1520,True Day & Night,Up to 33ft. Night Time Viewing Distance,3D DNR, True WDR,Support HLC, BLC and Defogging,ROI Encoding,Local microSD card storage, up to 128GB,Supports PoE (3.5W / 4.5W with IR On),Built-in Microphone and MIC In 3.5mm Input,Supports Local CVBS / Analog Video Output (BNC),Support Smartphone, iPad, Remote Monitoring,Supports P2P Remote Connection,Support Three Streams | SKU:AVC-KHN41FT-2-8,Manufacturer:Avycon,Features:Audio, Auto Gain Control, Back Light Compensation, Day/Night, Digital Noise Reduction, ONVIF, Weather Resistant, Wide Dynamic Range,Camera Signal :Network IP,Connection Type:Wired,Infrared Distance:0~60 Feet,Resolution:4 Megapixel,Lens Type:Fixed,Lens Size:2.8mm,Mount Type:Ceiling, Wall,Compression Method:H.264, M-JPEG, H.265,Voltage:12vDC, PoE,Automatic Gain Control (AGC):ON,Dimensions (W x H):Ã¸4.3â€ x 2.3â€ (Ã¸110mm Ã— 58mm),Electronic Shutter:1/25s ~ 1/100,000s,Image Device:1/3" CMOS,Minimum Scene Illumination:0.05 Lux @ F1.2, AGC On; 0 Lux with IR,Operating Humidity:10% ~ 90%,Operating Temperature:-22Â°F ~ 122Â°F (-30Â°C ~ 50Â°C),Power Consumption:< 3.5W,Protocols:TCP/IP, UDP, DHCP, NTP, RTSP, PPPoE, DDNS, SMTP, FTP,Video Output:CVBS (BNC Ã— 1),Digital Noise Reduction:2D / 3D DNR,Angle of View:Horizontal: 85Â°,Rotation Angle:0Â° ~ 350Â°,IR Distance:10.0584m/33ft,Audio:Yes,Auto Gain Control:Yes,Day/Night:Yes,Digital Noise Reduction:Yes,Back Light Compensation:Yes,Wide Dynamic Range:Yes,ONVIF:Yes | 4 Megapixel |  | AVC-KHN41FT-2-8 | Avycon AVC-KHN41FT-2-8 4 Megapixel H.265 Network IR Flat Dome Camera, 2.8mm Lens
Speco | O4VLD1 | 135.95 | The O4VLD1 from Speco is a 4 Megapixel Network IR Outdoor Dome Camera, 2.8mm Lens, White Housing.,Features,Supports up to 4MP,Built-in standard PoE (IEEE 802.3af),Adaptive IR LEDs reduce IR saturation,IR Range: 98â€™ (depending on scene reflection),True Day/Night operation (IR cut filter),IP67 compliant, weather resistant,IK10 compliant, vandal resistant,UL listed,Junction box included,Conformant with ONVIF profile S | SKU:O4VLD1,Manufacturer:Speco,Features:Auto Gain Control, Automatic White Balance, Back Light Compensation, Day/Night, Digital Noise Reduction, Motion Detection Tracking, ONVIF, Privacy Masking, Vandal Resistant, Weather Resistant, Wide Dynamic Range,Camera Signal :Network IP,Connection Type:Wired,Infrared Distance:61~100 Feet,Resolution:4 Megapixel,Lens Type:Fixed,Lens Size:2.8mm,Mount Type:Ceiling, Wall,Compression Method:H.264, M-JPEG, H.265,Durability:Vandal Resistant, Weather Resistant,Voltage:12vDC, PoE,Dimensions (W x H):3.86â€ (H) x 4.8â€ (Dia.),Image Device:Progressive scan 1/3â€ CMOS, 4MP,Minimum Scene Illumination:F2.0, Color: 0.50 lux, BW: 0 lux,Operating Humidity:0% - 95% RH,Operating Temperature:-20Â°F - 140Â°F,Power Consumption:4W(max),Protocols:IPv4/IPv6, TCP, UDP, RTP, RTSP, HTTP, HTTPS, SMTP, FTP, DHCP, DNS,Weatherproof:IP67,Digital Noise Reduction:3D,Automatic White Balance:Auto, Manual, Natural, Street Lamp, Outdoor,IR Distance:29.87m/98ft,Auto Gain Control:Yes,Day/Night:Yes,Digital Noise Reduction:Yes,Automatic White Balance:Yes,Back Light Compensation:Yes,Motion Detection Tracking:Yes,Privacy Masking:Yes,Wide Dynamic Range:Yes,ONVIF:Yes | 4 Megapixel |  | O4VLD1 | Speco O4VLD1 4 Megapixel Network IR Outdoor Dome Camera, 2.8mm Lens, White Housing
Mobotix | Mx-VD1A-4-IR-D | 783.46 | The Mx-VD1A-4-IR-D from Mobotix is a 4 Megapixel True Day/Night Outdoor Network IP Dome Camera, 9-22mm Lens. The MOBOTIX MOVE VandalDome VD-4-IR-D can perform fast, reliable auto focus and can adapt to different indoor and outdoor scenes through its unique algorithm. As auto focus can be done by camera itself, no on-site focus adjustment is required. The MOBOTIX MOVE VandalDome VD-4-IR-D is fully protected against punishing weather, vandals, vibration and shock. Its durability translates into better reliability and usability by reducing maintenance time.,Features,Progressive Scan CMOS Sensor Support with 4MP Resolution,Multi Exposure WDR,Multi Codec Support (H.264/MJPEG),Low Latency Streaming,Triple Stream Support,True Day/Night Function (ICR),IR LED (Working Distance up to 40 m),3D Motion Compensated Noise Reduction (MCTF),Smart Event Function: External Output/Motion Detection/Network Failure Detection/Tampering Alarm/Periodical Event/Manual Trigger/Audio Detection,Text Overlay and Privacy Masks microSD (SDHC/SDXC) Card Support,ONVIF Profile S/G Support,Smart Low Bitrate Control,Weatherproof (IP66),Vandal Proof (Full IK10 Rating),Zero-Down-Time (ZDT) Power Switching | SKU:Mx-VD1A-4-IR-D,Manufacturer:Mobotix,Features:Audio, Auto Gain Control, Automatic White Balance, Back Light Compensation, Day/Night, Digital Noise Reduction, Motion Detection Tracking, ONVIF, Privacy Masking, Vandal Resistant, Weather Resistant, Wide Dynamic Range,Camera Signal :Network IP,Connection Type:Wired,Infrared Distance:101 Feet +,Resolution:4 Megapixel,Lens Type:Varifocal,Lens Size:9-22mm,Mount Type:Ceiling, Wall,Compression Method:H.264, M-JPEG,Durability:Vandal Resistant, Weather Resistant,Voltage:12vDC, 24vAC, PoE,Dimensions (W x H):Ã¸ 133.8 x 117.4 mm,Electronic Shutter:1 to 1/10K sec.,Image Device:4MP 1/3â€ Progressive CMOS,Image Pixels-Effective:H x V = 2688 x 1512 (4MP),Minimum Scene Illumination:Color: 0.1 lux , B/W: 0.01 lux,Operating Humidity:10 % to 90 %, no Condensation,Operating Temperature:â€“30 Â°C to 60 Â°C (â€“22 Â°F to 140 Â°F),Power Consumption:PoE IEEE802.3af or DC 12 V, 2.12 A or AC 24 V; max 13.68 W,Protocols:ARP, PPPoE, IPv4/v6, ICMP, IGMP, QoS, TCP, UDP, DHCP, UPnP, SNMP, SMTP, RTP, RTSP, HTTP, HTTPS, FTP, NTP, DDNS,Weatherproof:IP66,Angle of View:Horizontal (Field of View): 35 Â° (Wide), 15 Â° (Tele), Vertical (Field of View): 20 Â° (Wide), 9 Â° (Tele),Motion Detection Tracking:3D,IR Distance:40m/131ft,Audio:Yes,Auto Gain Control:Yes,Day/Night:Yes,Digital Noise Reduction:Yes,Automatic White Balance:Yes,Back Light Compensation:Yes,Motion Detection Tracking:Yes,Privacy Masking:Yes,Wide Dynamic Range:Yes,ONVIF:Yes | 4 Megapixel |  | Mx-VD1A-4-IR-D | Mobotix Mx-VD1A-4-IR-D 4 Megapixel True Day/Night Outdoor Network IP Dome Camera, 9-22mm Lens
Hikvision | DS-2CD2143G0-IB-4mm | 97.04 | The Hikvision DS-2CD2143G0-IB-4mm Outdoor EXIR Fixed Lens Dome Camera provides high definition network output. It supports H.265+ video compression technology, which assures savings in bandwidth and storage. The camera has an EXIR 2.0 range of up to 100 feet (30 meters). The 4 mm lens option is optimized for viewing angles that fit any situation. This is the black finish version of the product. ,Features,1/3" (4 MP) Progressive Scan CMOS,Up to 2688 x 1520 Resolution,4 mm Fixed Lens,EXIR 2.0 Range Up to 100 ft (30 m),H.265+/H.265/H.264+/H.264,120 dB WDR,IP67, IK10 Protection,Durable Metal Housing,Black Finish,12 VDC Â± 25% (PoE 802.3af), maximum 7.5 W | SKU:DS-2CD2143G0-IB-4mm,Manufacturer:Hikvision,Features:Auto Gain Control, Back Light Compensation, Day/Night, Digital Noise Reduction, Flickerless, Mirror, Motion Detection Tracking, ONVIF, Privacy Masking, Vandal Resistant, Weather Resistant, Wide Dynamic Range,Camera Signal :Network IP,Connection Type:Wired,Infrared Distance:61~100 Feet,Resolution:4 Megapixel,Lens Type:Fixed,Lens Size:4mm,Mount Type:Ceiling, Wall,Compression Method:H.264, M-JPEG, H.265, H.264+, H.265+,Durability:Vandal Resistant, Weather Resistant,Voltage:12vDC, PoE,Dimensions (W x H):Î¦4.4" Ã— 3.2" (Î¦111 Ã— 82.4 mm),Electronic Shutter:1/3 s to 1/100, 000 s,Image Device:1/3" (4 MP) progressive scan CMOS,IR Wavelength:850 nm,Minimum Scene Illumination:Color: 0.018 lux @ (f/1.6, AGC on),Operating Humidity:95% or less (non-condensing),Operating Temperature:-22Â° to 140Â° F (-30Â° to 60Â° C);,Power Consumption:12 VDC, 0.5 A, maximum: 6 W; PoE: (802.3af, 37 V to 57 V), 0.2 A to 0.1 A, maximum: 7.5 W,Protocols:TCP/IP, ICMP, HTTP, HTTPS, FTP, DHCP, DNS, DDNS, RTP, RTSP, RTCP, PPPoE, NTP, UPnPâ„¢, SMTP, SNMP, IGMP, 802.1X, QoS, IPv6, Bonjour,Weatherproof:IP67,Digital Noise Reduction:3D DNR,Angle of View:Horizontal FOV 83Â°, vertical FOV 45Â°, diagonal FOV 99Â°,Rotation Angle:0Â° to 360Â°,IR Distance:30m/100ft,Auto Gain Control:Yes,Day/Night:Yes,Digital Noise Reduction:Yes,Back Light Compensation:Yes,Flickerless:Yes,Motion Detection Tracking:Yes,Privacy Masking:Yes,Wide Dynamic Range:Yes,Mirror:Yes,ONVIF:Yes | 4 Megapixel |  | DS-2CD2143G0-IB-4mm | Hikvision DS-2CD2143G0-IB-4mm 4 Megapixel Network IR Outdoor Dome Camera, 4mm Lens, Black
Hikvision | DS-2CD2746G1-IZS | 300.99 | The DS-2CD2746G1-IZS from Hikvision is a 4 Megapixel Network IR Outdoor Dome Camera, 2.8-12mm Lens. The Hikvision Outdoor AcuSense Varifocal Dome Camera provides high definition network output. It supports H.265+ video compression, which assures savings in bandwidth and storage. The camera is equipped with a 2.8 to 12 mm motorized varifocal lens, and offers an IR range of up to 100 ft (30 m). Smart features, such as line crossing and intrusion detection are supported. False alarm reduction by human and vehicle target classification based on a deep-learning algorithm is a key feature of this product line. ,Features,1/2.7" (4 MP) Progressive Scan CMOS,2688 Ã— 1520 Resolution @ 30 fps,EXIR 2.0 Range Up to 100 ft (30 m),2.8 to 12 mm Motorized Varifocal Lens,H.265+, H.265, H.264+, H.264,120dB True WDR,MicroSD Card Slot Supports 128 GB,IP67, IK10 Protection,Durable Metal Housing,12 VDC and PoE (802.3af) | SKU:DS-2CD2746G1-IZS,Manufacturer:Hikvision,Features:Audio, Auto Gain Control, Automatic White Balance, Back Light Compensation, Day/Night, Digital Noise Reduction, Flickerless, Motion Detection Tracking, ONVIF, Privacy Masking, Vandal Resistant, Weather Resistant, Wide Dynamic Range,Camera Signal :Network IP,Connection Type:Wired,Infrared Distance:61~100 Feet,Resolution:4 Megapixel,Lens Type:Varifocal,Lens Size:2.8-12mm,Mount Type:Ceiling, Wall,Compression Method:H.264, M-JPEG, H.265, H.264+, H.265+,Durability:Vandal Resistant, Weather Resistant,Voltage:12vDC, PoE,Dimensions (W x H):Î¦ 6.0" x 4.4" (Î¦ 153.3 mm x 111.6 mm),Electronic Shutter:1/3 s to 1/100,000 s,Image Device:1/2.7" Progressive Scan CMOS,IR Wavelength:850 nm,Minimum Scene Illumination:Color: 0.01 lux @ (f/1.4, AGC on), 0 lux with IR,Operating Humidity:95% or less (non-condensing),Operating Temperature:-22Â° F to 140Â° F (-30Â° C to 60Â° C),Power Consumption:12 VDC, 0.9 A, maximum 11 W, PoE (802.3af, 42.5 V to 57 V), 0.4 A to 0.2 A, maximum 12.9 W,Protocols:TCP/IP, ICMP, HTTP, HTTPS, FTP, DHCP, DNS, DDNS, RTP, RTSP, RTCP, PPPoE, NTP, UPnP, SMTP, SNMP, IGMP, 802.1X, QoS, IPv6, UDP, Bonjour,Weatherproof:IP67,Digital Noise Reduction:3D DNR,Angle of View:Horizontal FOV: 101Â° to 29Â°, vertical FOV: 54Â° to 16Â°, diagonal FOV: 121Â° to 34Â°,Rotation Angle:0Â° to 355Â°,IR Distance:30m/100ft,Audio:Yes,Auto Gain Control:Yes,Day/Night:Yes,Digital Noise Reduction:Yes,Automatic White Balance:Yes,Back Light Compensation:Yes,Flickerless:Yes,Motion Detection Tracking:Yes,Privacy Masking:Yes,Wide Dynamic Range:Yes,ONVIF:Yes | 4 Megapixel |  | DS-2CD2746G1-IZS | Hikvision DS-2CD2746G1-IZS 4 Megapixel Network IR Outdoor Dome Camera, 2.8-12mm Lens
Hikvision | DS-2CD2743G1-IZSB | 222.04 | The DS-2CD2743G1-IZSB from Hikvision is a 4 Megapixel Network IR Outdoor Dome Camera, 2.8-12mm Lens, Black. The Hikvision Outdoor IR Varifocal Dome Camera provides high definition network output. It supports H.265+ video compression, which assures savings in bandwidth and storage. The camera is equipped with a 2.8 to 12 mm motorized varifocal lens, and offers an EXIR 2.0 range of up to 100 ft (30 m). Smart features, such as line crossing and intrusion detection are supported. ,Features,1/3" (4 MP) Progressive Scan CMOS,2688 x 1520 Resolution @ 30 fps,Up to 100 ft (30 m) EXIR 2.0 Range,2.8 to 12 mm Motorized Varifocal Lens,H.265+, H.265, H.264+, H.264,120dB True WDR,MicroSD Card Slot Supports 128 GB,IP67, IK10 Protection,Durable Metal Housing,12 VDC and PoE (802.3af) | SKU:DS-2CD2743G1-IZSB,Manufacturer:Hikvision,Features:Audio, Auto Gain Control, Automatic White Balance, Back Light Compensation, Day/Night, Digital Noise Reduction, Flickerless, Motion Detection Tracking, ONVIF, Privacy Masking, Vandal Resistant, Weather Resistant, Wide Dynamic Range,Camera Signal :Network IP,Connection Type:Wired,Infrared Distance:61~100 Feet,Resolution:4 Megapixel,Lens Type:Varifocal,Lens Size:2.8-12mm,Mount Type:Ceiling, Wall,Compression Method:H.264, M-JPEG, H.265, H.264+, H.265+,Durability:Vandal Resistant, Weather Resistant,Voltage:12vDC, PoE,Dimensions (W x H):Î¦ 6.0" x 5.2" (Î¦ 153.4 mm x 133.1 mm),Electronic Shutter:1/3 s to 1/100,000 s,Image Device: 1/3" Progressive Scan CMOS,IR Wavelength:850 nm,Minimum Scene Illumination:Color: 0.018 lux @ (f/1.6, AGC on), 0 lux with IR,Operating Humidity:95% or less (non-condensing),Operating Temperature:-22Â° F to 140Â° F (-30Â° C to 60Â° C),Power Consumption:12 VDC, 0.8 A, maximum 10 W; PoE (802.3af, 37 V to 57 V), 0.35 A to 0.2 A, maximum 12 W,Protocols:TCP/IP, ICMP, HTTP, HTTPS, FTP, DHCP, DNS, DDNS, RTP, RTSP, RTCP, PPPoE, NTP, UPnP, SMTP, SNMP, IGMP, 802.1X, QoS, IPv6, UDP, Bonjour,Video Output:1 Vp-p Composite Output(75Î©/BNC),Weatherproof:IP67,Digital Noise Reduction:3D DNR,Angle of View:Horizontal FOV: 104Â° to 29Â°, vertical FOV: 55Â° to 17Â°, diagonal FOV: 125Â° to 34Â°,Rotation Angle:0Â° to 355Â°,IR Distance:30m/100ft,Audio:Yes,Auto Gain Control:Yes,Day/Night:Yes,Digital Noise Reduction:Yes,Automatic White Balance:Yes,Back Light Compensation:Yes,Flickerless:Yes,Motion Detection Tracking:Yes,Privacy Masking:Yes,Wide Dynamic Range:Yes,ONVIF:Yes | 4 Megapixel |  | DS-2CD2743G1-IZSB | Hikvision DS-2CD2743G1-IZSB 4 Megapixel Network IR Outdoor Dome Camera, 2.8-12mm Lens, Black
Hikvision | DS-2CD2543G0-IWS-4mm | 150.22 | The Hikvision DS-2CD2543G0-IWS-4mm Outdoor IR Fixed Mini Network Wi-Fi Dome Camera provides high definition network output. It supports H.265+ video compression, which assures savings in bandwidth and storage. The camera is equipped with 4mm fixed lens options, and offers an EXIR 2.0 range of up to 35 ft (10 m). Smart features, such as line crossing and intrusion detection are supported.,Features,1/3" (4 MP) Progressive Scan CMOS,2688 x 1520 Resolution @ 30 fps,4mm Fixed Lens,EXIR 2.0 Range Up to 35 ft (10 m),H.265+, H.265, H.264+, H.264,120dB True WDR,MicroSD Card Slot Supports 128 GB,IP66, IK08 Protection,12 VDC and PoE (802.3af) | SKU:DS-2CD2543G0-IWS-4mm,Manufacturer:Hikvision,Features:Audio, Auto Gain Control, Automatic White Balance, Back Light Compensation, Day/Night, Digital Noise Reduction, Flickerless, Motion Detection Tracking, ONVIF, Privacy Masking, Vandal Resistant, Weather Resistant, Wide Dynamic Range,Camera Signal :Network IP,Connection Type:Wireless,Infrared Distance:0~60 Feet,Resolution:4 Megapixel,Lens Type:Fixed,Lens Size:4mm,Mount Type:Ceiling, Wall,Compression Method:H.264, M-JPEG, H.265,Durability:Vandal Resistant, Weather Resistant,Voltage:12vDC, PoE,Dimensions (W x H):Î¦ 4.3" x 2.2" (Î¦ 110 mm x 56.4 mm),Electronic Shutter:1/3 s to 1/100,000 s,Image Device:1/3" Progressive Scan CMOS,IR Wavelength:850 nm,Minimum Scene Illumination:Color: 0.018 lux @ (f/1.6, AGC on), 0 lux with IR,Operating Humidity:95% or less (non-condensing),Operating Temperature:-22Â° F to 140Â° F (-30Â° C to 60Â° C),Power Consumption:12 VDC, 0.7 A, maximum 8.5 W, Î¦ 5.5 mm coaxial plug power, PoE (802.3af, 36 V to 57 V), 0.3 A to 0.1 A, maximum 10 W,Protocols:TCP/IP, ICMP, HTTP, HTTPS, FTP, DHCP, DNS, DDNS, RTP, RTSP, RTCP, PPPoE, NTP, UPnPâ„¢, SMTP, SNMP, IGMP, QoS, IPv6,Weatherproof:IP66,Digital Noise Reduction:3D DNR,Angle of View:Horizontal field of view: 78Â°, Vertical field of view: 42Â°, Diagonal field of view: 93Â°,Rotation Angle:0Â° to 360Â°,IR Distance:10m/35ft,Audio:Yes,Auto Gain Control:Yes,Day/Night:Yes,Digital Noise Reduction:Yes,Automatic White Balance:Yes,Back Light Compensation:Yes,Flickerless:Yes,Motion Detection Tracking:Yes,Privacy Masking:Yes,Wide Dynamic Range:Yes,ONVIF:Yes | 4 Megapixel |  | DS-2CD2543G0-IWS-4mm | Hikvision DS-2CD2543G0-IWS-4mm 4 Megapixel Outdoor Network IR Mini Dome Camera, 4mm Lens
Hikvision | DS-2CD2543G0-ISB-4mm | 118.89 | The DS-2CD2543G0-ISB-4mm from Hikvision is an Outdoor EXIR Fixed Mini Dome Camera provides high definition network output. It supports H.265+ video compression, which assures savings in bandwidth and storage. The camera has a 4mm fixed lens and offers an EXIR 2.0 range of up to 35 ft (10 m). Smart features such as line crossing and intrusion detection are supported.,Features,1/3" (4 MP) Progressive Scan CMOS,2688 x 1520 Resolution @ 30 fps,EXIR 2.0 Range Up to 35 ft (10 m),4mm Fixed Lens,H.265+, H.265, H.264+, H.264,120 dB True WDR,MicroSD Card Slot Supports 128 GB,IP66, IK08 Protection,12 VDC and PoE (802.3af),Mounting Plate Included | SKU:DS-2CD2543G0-ISB-4mm,Manufacturer:Hikvision,Features:Audio, Auto Gain Control, Automatic White Balance, Back Light Compensation, Day/Night, Digital Noise Reduction, Motion Detection Tracking, ONVIF, Vandal Resistant, Weather Resistant, Wide Dynamic Range,Camera Signal :Network IP,Connection Type:Wired,Infrared Distance:0~60 Feet,Resolution:4 Megapixel,Lens Type:Fixed,Lens Size:4mm,Mount Type:Ceiling, Wall,Compression Method:H.264, M-JPEG, H.265,Durability:Vandal Resistant, Weather Resistant,Voltage:12vDC, PoE,Dimensions (W x H):Ã˜4.3" x 2.2" (Ã˜110 mm x 56.4 mm),Electronic Shutter:1/3 s to 1/100,000 s,Image Device:1/3" progressive scan CMOS,IR Wavelength:850 nm,Minimum Scene Illumination:Color: 0.018 lux @ (Æ’/1.6, AGC on), 0 lux with IR,Operating Humidity:95% or less (non-condensing),Operating Temperature:-22Â° to 140Â° F (-30Â° to 60Â° C),Power Consumption:12 VDC, 0.7 A, maximum 8.5 W; PoE (802.3aft, 36 V to 57 V), 0.3 A to 0.1 A, maximum 10 W,Protocols:TCP/IP, ICMP, HTTP, HTTPS, FTP, DHCP, DNS, DDNS, RTP, RTSP, RTCP, PPPoE, NTP, UPnPâ„¢, SMTP, SNMP, IGMP, QoS, IPv6,Weatherproof:IP66,Digital Noise Reduction:3D DNR,Angle of View:Horizontal field of view: 78Â°, Vertical field of view: 42Â°, Diagonal field of view: 93Â°,Rotation Angle:0Â° to 360Â°,IR Distance:10m/35ft,Audio:Yes,Auto Gain Control:Yes,Day/Night:Yes,Digital Noise Reduction:Yes,Automatic White Balance:Yes,Back Light Compensation:Yes,Motion Detection Tracking:Yes,Wide Dynamic Range:Yes,ONVIF:Yes | 4 Megapixel |  | DS-2CD2543G0-ISB-4mm | Hikvision DS-2CD2543G0-ISB-4mm 4 Megapixel Outdoor Network IR Mini Dome Camera, 4mm Lens, Black Housing
Hikvision | DS-2CD2543G0-IWS-2-8mm | 150.22 | The Hikvision DS-2CD2543G0-IWS-2-8mm Outdoor IR Fixed Mini Network Wi-Fi Dome Camera provides high definition network output. It supports H.265+ video compression, which assures savings in bandwidth and storage. The camera is equipped with 2.8mm fixed lens options, and offers an EXIR 2.0 range of up to 35 ft (10 m). Smart features, such as line crossing and intrusion detection are supported.,Features,1/3" (4 MP) Progressive Scan CMOS,2688 x 1520 Resolution @ 30 fps,2.8mm Fixed Lens,EXIR 2.0 Range Up to 35 ft (10 m),H.265+, H.265, H.264+, H.264,120dB True WDR,MicroSD Card Slot Supports 128 GB,IP66, IK08 Protection,12 VDC and PoE (802.3af) | SKU:DS-2CD2543G0-IWS-2-8mm,Manufacturer:Hikvision,Features:Audio, Auto Gain Control, Automatic White Balance, Back Light Compensation, Day/Night, Digital Noise Reduction, Flickerless, Motion Detection Tracking, ONVIF, Privacy Masking, Vandal Resistant, Weather Resistant, Wide Dynamic Range,Camera Signal :Network IP,Connection Type:Wireless,Infrared Distance:0~60 Feet,Resolution:4 Megapixel,Lens Type:Fixed,Lens Size:2.8mm,Mount Type:Ceiling, Wall,Compression Method:H.264, M-JPEG, H.265,Durability:Vandal Resistant, Weather Resistant,Voltage:12vDC, PoE,Dimensions (W x H):Î¦ 4.3" x 2.2" (Î¦ 110 mm x 56.4 mm),Electronic Shutter:1/3 s to 1/100,000 s,Image Device:1/3" Progressive Scan CMOS,IR Wavelength:850 nm,Minimum Scene Illumination:Color: 0.018 lux @ (f/1.6, AGC on), 0 lux with IR,Operating Humidity:95% or less (non-condensing),Operating Temperature:-22Â° F to 140Â° F (-30Â° C to 60Â° C),Power Consumption:12 VDC, 0.7 A, maximum 8.5 W, Î¦ 5.5 mm coaxial plug power, PoE (802.3af, 36 V to 57 V), 0.3 A to 0.1 A, maximum 10 W,Protocols:TCP/IP, ICMP, HTTP, HTTPS, FTP, DHCP, DNS, DDNS, RTP, RTSP, RTCP, PPPoE, NTP, UPnPâ„¢, SMTP, SNMP, IGMP, QoS, IPv6,Weatherproof:IP66,Digital Noise Reduction:3D DNR,Angle of View:Horizontal field of view: 98Â°, Vertical field of view: 55Â°, Diagonal field of view: 114Â°,Rotation Angle:0Â° to 360Â°,IR Distance:10m/35ft,Audio:Yes,Auto Gain Control:Yes,Day/Night:Yes,Digital Noise Reduction:Yes,Automatic White Balance:Yes,Back Light Compensation:Yes,Flickerless:Yes,Motion Detection Tracking:Yes,Privacy Masking:Yes,Wide Dynamic Range:Yes,ONVIF:Yes | 4 Megapixel |  | DS-2CD2543G0-IWS-2-8mm | Hikvision DS-2CD2543G0-IWS-2-8mm 4 Megapixel Outdoor Network IR Mini Dome Camera, 2.8mm Lens
Hikvision | DS-2CD2543G0-ISB-2-8mm | 150.22 | The DS-2CD2543G0-ISB-2-8mm from Hikvision is an Outdoor EXIR Fixed Mini Dome Camera provides high definition network output. It supports H.265+ video compression, which assures savings in bandwidth and storage. The camera has a 2.8mm fixed lens and offers an EXIR 2.0 range of up to 35 ft (10 m). Smart features such as line crossing and intrusion detection are supported.,Features,1/3" (4 MP) Progressive Scan CMOS,2688 x 1520 Resolution @ 30 fps,EXIR 2.0 Range Up to 35 ft (10 m),2.8mm Fixed Lens,H.265+, H.265, H.264+, H.264,120 dB True WDR,MicroSD Card Slot Supports 128 GB,IP66, IK08 Protection,12 VDC and PoE (802.3af),Mounting Plate Included | SKU:DS-2CD2543G0-ISB-2-8mm,Manufacturer:Hikvision,Features:Audio, Auto Gain Control, Automatic White Balance, Back Light Compensation, Day/Night, Digital Noise Reduction, Motion Detection Tracking, ONVIF, Vandal Resistant, Weather Resistant, Wide Dynamic Range,Camera Signal :Network IP,Connection Type:Wired,Infrared Distance:0~60 Feet,Resolution:4 Megapixel,Lens Type:Fixed,Lens Size:2.8mm,Mount Type:Ceiling, Wall,Compression Method:H.264, M-JPEG, H.265,Durability:Vandal Resistant, Weather Resistant,Voltage:12vDC, PoE,Dimensions (W x H):Ã˜4.3" x 2.2" (Ã˜110 mm x 56.4 mm),Electronic Shutter:1/3 s to 1/100,000 s,Image Device:1/3" progressive scan CMOS,IR Wavelength:850 nm,Minimum Scene Illumination:Color: 0.018 lux @ (Æ’/1.6, AGC on), 0 lux with IR,Operating Humidity:95% or less (non-condensing),Operating Temperature:-22Â° to 140Â° F (-30Â° to 60Â° C),Power Consumption:12 VDC, 0.7 A, maximum 8.5 W; PoE (802.3aft, 36 V to 57 V), 0.3 A to 0.1 A, maximum 10 W,Protocols:TCP/IP, ICMP, HTTP, HTTPS, FTP, DHCP, DNS, DDNS, RTP, RTSP, RTCP, PPPoE, NTP, UPnPâ„¢, SMTP, SNMP, IGMP, QoS, IPv6,Weatherproof:IP66,Digital Noise Reduction:3D DNR,Angle of View:Horizontal field of view: 98Â°, Vertical field of view: 55Â°, Diagonal field of view: 114Â°,Rotation Angle:0Â° to 360Â°,IR Distance:10m/35ft,Audio:Yes,Auto Gain Control:Yes,Day/Night:Yes,Digital Noise Reduction:Yes,Automatic White Balance:Yes,Back Light Compensation:Yes,Motion Detection Tracking:Yes,Wide Dynamic Range:Yes,ONVIF:Yes | 4 Megapixel |  | DS-2CD2543G0-ISB-2-8mm | Hikvision DS-2CD2543G0-ISB-2-8mm 4 Megapixel Outdoor Network IR Mini Dome Camera, 2.8mm Lens, Black Housing
Avycon | AVC-VHN41FLT-2-8 | 492 | The AVC-VHN41FLT-2-8 from Avycon is a 4 Megapixel H.265 Network IR Outdoor Dome Camera, 2.8mm Lens.,Features,H.265 Main Profile Video Compression Technology,4MP (2592 Ã— 1520) H.265 Full Real Time Coding,Max. Resolution: 2592 Ã— 1520,ICR Auto Switch, True Day & Night,Up to 60ft. IR Night View Distance,3D DNR, True WDR,ROI Coding,Support Local CVBS Video Output and One-way Audio,Support Hardware Reset,Support PoE Power Supply,Support Smartphone, iPad, Remote Monitoring Support P2P,IP66 & IK10 Ingress Protection,Support Three Streams | SKU:AVC-VHN41FLT-2-8,Manufacturer:Avycon,Features:Audio, Auto Gain Control, Back Light Compensation, Day/Night, Digital Noise Reduction, ONVIF, Vandal Resistant, Weather Resistant, Wide Dynamic Range,Camera Signal :Network IP,Connection Type:Wired,Infrared Distance:0~60 Feet,Resolution:4 Megapixel,Lens Type:Fixed,Lens Size:2.8mm,Mount Type:Ceiling, Wall,Compression Method:H.264, M-JPEG, H.265,Durability:Vandal Resistant, Weather Resistant,Voltage:12vDC, PoE,Dimensions (W x H):Î¦4.6â€ x 3.6â€ (Î¦116mm Ã— 91mm),Electronic Shutter:1/25s ~ 1/100000s,Image Device:1/3" CMOS,Image Pixels-Effective:2592 x 1520,Minimum Scene Illumination:Color: 0.05lux@F1.2, AGC ON, B/W: 0lux with IR,Operating Humidity:10% ~ 90% Relative Humidity,Operating Temperature:-22Â°F ~ 140Â°F (-30Â°C ~ 60Â°C),Power Consumption:IR Off: ï¼œ2.5W, IR ON: ï¼œ4W,Protocols:TCP/IP, UDP, DHCP, NTP, RTSP, PPPOE, DDNS, SMTP, FTP,Weatherproof:IP66,Digital Noise Reduction:2D / 3D DNR,Angle of View:Horizontal: 72Â°,Rotation Angle:0Â° ~ 240Â°,IR Distance:18.28m/60ft,Audio:Yes,Auto Gain Control:Yes,Day/Night:Yes,Digital Noise Reduction:Yes,Back Light Compensation:Yes,Wide Dynamic Range:Yes,ONVIF:Yes | 4 Megapixel |  | AVC-VHN41FLT-2-8 | Avycon AVC-VHN41FLT-2-8 4 Megapixel H.265 Network IR Outdoor Dome Camera, 2.8mm Lens
Digital Watchdog | DWC-MF4Wi6C2 | 831.5 | The DWC-MF4Wi6C2 from Digital Watchdog is a 4 Megapixel Network IR Indoor/Outdoor Dome Camera, 6mm Lens.,Features,4MP 1/3â€ image sensor at real-time 30fps,6.0mm fixed lens,DW Spectrum IPVMS camera as a server,Easily deploy with pre-loaded video management system (VMS) software on camera for out-of-the-box operation,Automatic installation and licensing with first power on - Simply mount camera, connect and see your video,Saves time and money with no server hardware required,Connect up to 30 CaaSâ„¢ cameras simultaneously in a single system,True Wide Dynamic Range (WDR),Dual recording option with Blackjack NAS appliance,Dual codecs (H.264, MJPEG) with simultaneous dual-stream,50â€™ Smart IRâ„¢ with intelligent camera sync,Ultra low-profile outdoor vandal dome,Smart DNRâ„¢ 3D digital noise reduction,True day/night with mechanical IR cut filter,Programmable privacy zones,Auto gain control (AGC),Auto white balance (AWB),Motion detection,Choice of 64GB, 128GB or 256GB memory for recording,Web server built-in,PoE class 3 and DC12V,Waterproof cabling,ONVIF conformant, profile S,IP66 environmental-rated dust-tight and water-resistant,IK 10-rated impact-resistant | SKU:DWC-MF4Wi6C2,Manufacturer:Digital Watchdog,Features:Auto Gain Control, Automatic White Balance, Day/Night, Digital Noise Reduction, Flickerless, Mirror, Motion Detection Tracking, ONVIF, Privacy Masking, Vandal Resistant, Weather Resistant, Wide Dynamic Range,Camera Signal :Network IP,Connection Type:Wired,Infrared Distance:0~60 Feet,Resolution:4 Megapixel,Lens Type:Fixed,Lens Size:6mm,Mount Type:Ceiling, Wall,Compression Method:H.264, M-JPEG,Durability:Indoor, Vandal Resistant, Weather Resistant,Voltage:12vDC, PoE,Automatic Gain Control (AGC):Auto,Dimensions (W x H):4.9" x 2.9" (125 x 74.3 mm),Electronic Shutter:1/30~1/32000,Image Device:4MP 1/3â€ CMOS,Image Pixels Total:2688(H) x 1520(V),Minimum Scene Illumination:0.41 lux (color), 0.0 lux (B/W),Operating Humidity:10â€“90% RH (nonâ€“condensing),Operating Temperature:-4Â°F ~ 122Â°F (-20Â°C ~ 50Â°C),Power Consumption:DC12V: Max 5.6W, PoE: Max 7.4W,Privacy Zone:16 programmable privacy masks,Protocols:Zero config(Auto IP), ONVIF, TCP/IP, UDP, RTP(UDP/TCP), RTSP, NTP, HTTP,HTTPS, SSL, DNS, DDNS, DHCP, FTP, SMTP, ICMP, SNMPv1/v2c/v3(MIB-2),Video Output:CVBS 1.0V p-p (75?)] 4:3 aspect ratio,Weatherproof:IP66,Digital Noise Reduction:3D,IR Distance:15.24m/50ft,Auto Gain Control:Yes,Day/Night:Yes,Digital Noise Reduction:Yes,Automatic White Balance:Yes,Flickerless:Yes,Motion Detection Tracking:Yes,Privacy Masking:Yes,Wide Dynamic Range:Yes,Mirror:Yes,ONVIF:Yes | 4 Megapixel |  | DWC-MF4Wi6C2 | Digital Watchdog DWC-MF4Wi6C2 4 Megapixel Network IR Indoor/Outdoor Dome Camera, 6mm Lens
Digital Watchdog | DWC-MV84WiAC2 | 963 | The DWC-MV84WiAC2 from Digital Watchdog is a 4 Megapixel Network IR Indoor/Outdoor Dome Camera, 2.8-12mm Lens.,Features,4MP 1/3" image sensor at real-time 30fps,2.8~12mm motorized zoom auto-focus p-iris lens,DW Spectrum IPVMS camera as a server,Easily deploy with pre-loaded video management system (VMS) software on camera for out-of-the-box operation,Automatic installation and licensing with first power on - Simply mount camera, connect and see your video,Saves time and money with no server hardware required,Connect up to 30 CaaSâ„¢ cameras simultaneously in a single system,True Wide Dynamic Range (WDR),Dual recording option with Blackjack NAS appliance,Dual codecs (H.264, MJPEG) with simultaneous dual-stream,100â€™ Smart IRâ„¢ with intelligent camera sync,CleanViewâ„¢ hydrophobic dome coating repels water, dust and grease,Outdoor vandal dome,Smart DNRâ„¢ 3D digital noise reduction,True day/night with mechanical IR cut filter,Programmable privacy zones,Auto gain control (AGC),Auto white balance (AWB),Motion detection,Choice of 64GB, 128GB or 256GB memory for recording,Web server built-in,PoE class 3 and DC12V,Waterproof cabling,ONVIF conformant, profile S,IP66 environmental-rated dust-tight and water-resistant,IK 10-rated impact-resistant | SKU:DWC-MV84WiAC2,Manufacturer:Digital Watchdog,Features:Auto Gain Control, Automatic White Balance, Day/Night, Digital Noise Reduction, Flickerless, Motion Detection Tracking, ONVIF, Privacy Masking, Vandal Resistant, Weather Resistant, Wide Dynamic Range,Camera Signal :Network IP,Connection Type:Wired,Infrared Distance:61~100 Feet,Resolution:4 Megapixel,Lens Type:Varifocal,Lens Size:2.8-12mm,Mount Type:Ceiling, Wall,Compression Method:H.264, M-JPEG,Durability:Indoor, Vandal Resistant, Weather Resistant,Voltage:12vDC, PoE,Automatic Gain Control (AGC):Auto,Dimensions (W x H):4.9â€ x 3.6â€ (125 x 92 mm),Electronic Shutter:1/30~1/32000,Image Device:4MP 1/3â€ CMOS,Image Pixels Total:2688(H) x 1520(V),Minimum Scene Illumination:0.2 lux (color), 0.0 lux (B/W),Operating Humidity:10â€“90% RH (nonâ€“condensing),Operating Temperature:-4Â°F ~ 122Â°F (-20Â°C ~ 50Â°C),Power Consumption:DC12V: Max 7.1W, PoE: Max 9.2W,Privacy Zone:16 programmable privacy masks,Protocols:Zero config(Auto IP), ONVIF, TCP/IP, UDP, RTP(UDP/ TCP), RTSP, NTP, HTTP,HTTPS, SSL, DNS, DDNS, DHCP, FTP, SMTP, ICMP, SNMPv1/v2c/v3(MIB-2),Video Output:CVBS 1.0V p-p (75?)] 4:3 aspect ratio,Weatherproof:IP66,Digital Noise Reduction:3D,IR Distance:30.48m/100ft,Auto Gain Control:Yes,Day/Night:Yes,Digital Noise Reduction:Yes,Automatic White Balance:Yes,Flickerless:Yes,Motion Detection Tracking:Yes,Privacy Masking:Yes,Wide Dynamic Range:Yes,Mirror:Yes,ONVIF:Yes | 4 Megapixel |  | DWC-MV84WiAC2 | Digital Watchdog DWC-MV84WiAC2 4 Megapixel Network IR Indoor/Outdoor Dome Camera, 2.8-12mm Lens
Digital Watchdog | DWC-MF4Wi4C2 | 831.5 | The DWC-MF4Wi4C2 from Digital Watchdog is a 4 Megapixel Network IR Indoor/Outdoor Dome Camera, 4mm Lens.,Features,4MP 1/3â€ image sensor at real-time 30fps,4.0mm fixed lens,DW Spectrum IPVMS camera as a server,Easily deploy with pre-loaded video management system (VMS) software on camera for out-of-the-box operation,Automatic installation and licensing with first power on - Simply mount camera, connect and see your video,Saves time and money with no server hardware required,Connect up to 30 CaaSâ„¢ cameras simultaneously in a single system,True Wide Dynamic Range (WDR),Dual recording option with Blackjack NAS appliance,Dual codecs (H.264, MJPEG) with simultaneous dual-stream,50â€™ Smart IRâ„¢ with intelligent camera sync,Ultra low-profile outdoor vandal dome,Smart DNRâ„¢ 3D digital noise reduction,True day/night with mechanical IR cut filter,Programmable privacy zones,Auto gain control (AGC),Auto white balance (AWB),Motion detection,Choice of 64GB, 128GB or 256GB memory for recording,Web server built-in,PoE class 3 and DC12V,Waterproof cabling,ONVIF conformant, profile S,IP66 environmental-rated dust-tight and water-resistant,IK 10-rated impact-resistant | SKU:DWC-MF4Wi4C2,Manufacturer:Digital Watchdog,Features:Auto Gain Control, Automatic White Balance, Day/Night, Digital Noise Reduction, Flickerless, Mirror, Motion Detection Tracking, ONVIF, Privacy Masking, Vandal Resistant, Weather Resistant, Wide Dynamic Range,Camera Signal :Network IP,Connection Type:Wired,Infrared Distance:0~60 Feet,Resolution:4 Megapixel,Lens Type:Fixed,Lens Size:4mm,Mount Type:Ceiling, Wall,Compression Method:H.264, M-JPEG,Durability:Indoor, Vandal Resistant, Weather Resistant,Voltage:12vDC, PoE,Automatic Gain Control (AGC):Auto,Dimensions (W x H):4.9" x 2.9" (125 x 74.3 mm),Electronic Shutter:1/30~1/32000,Image Device:4MP 1/3â€ CMOS,Image Pixels Total:2688(H) x 1520(V),Minimum Scene Illumination:0.41 lux (color), 0.0 lux (B/W),Operating Humidity:10â€“90% RH (nonâ€“condensing),Operating Temperature:-4Â°F ~ 122Â°F (-20Â°C ~ 50Â°C),Power Consumption:DC12V: Max 5.6W, PoE: Max 7.4W,Privacy Zone:16 programmable privacy masks,Protocols:Zero config(Auto IP), ONVIF, TCP/IP, UDP, RTP(UDP/TCP), RTSP, NTP, HTTP,HTTPS, SSL, DNS, DDNS, DHCP, FTP, SMTP, ICMP, SNMPv1/v2c/v3(MIB-2),Video Output:CVBS 1.0V p-p (75?)] 4:3 aspect ratio,Weatherproof:IP66,Digital Noise Reduction:3D,IR Distance:15.24m/50ft,Auto Gain Control:Yes,Day/Night:Yes,Digital Noise Reduction:Yes,Automatic White Balance:Yes,Flickerless:Yes,Motion Detection Tracking:Yes,Privacy Masking:Yes,Wide Dynamic Range:Yes,Mirror:Yes,ONVIF:Yes | 4 Megapixel |  | DWC-MF4Wi4C2 | Digital Watchdog DWC-MF4Wi4C2 4 Megapixel Network IR Indoor/Outdoor Dome Camera, 4mm Lens
ATV | NVW4212M | 251 | The NVW4212M from ATV is a 4 Megapixel Outdoor Network IR Dome Camera, 2.8-12mm Lens.,Features,2.8-12mm Motorized Vari-focal Lens,Exceptional 4MP, 2592 x 1520 Resolution, Video Images and Powerful IR LED Lights for 0 Lux Operation up to 82ft,Super-Efficient H.265 Video Compression for Drastically Reduced Bandwidth and Storage Requirements,ATVision IP Remote Management Client Software for Windows and Mac and Mobile Applications for Apple and Android Operating Systems are included | SKU:NVW4212M,Manufacturer:ATV,Features:Audio, Auto Gain Control, Automatic White Balance, Day/Night, Digital Noise Reduction, Digital Zoom, Mirror, ONVIF, Privacy Masking, Vandal Resistant, Weather Resistant, Wide Dynamic Range,Camera Signal :Network IP,Connection Type:Wired,Infrared Distance:61~100 Feet,Resolution:4 Megapixel,Lens Type:Varifocal,Lens Size:2.8-12mm,Mount Type:Ceiling, Wall,Compression Method:H.264, M-JPEG, H.265,Durability:Vandal Resistant, Weather Resistant,Voltage:12vDC, PoE,Dimensions (W x H):5.7(Ã˜) x 3.86in (144(Ã˜) x 98mm),Electronic Shutter:Auto (1/10,000~1sec), Manual,Image Device:1/3â€ CMOS Sensor Pixels : 2688(H) x 1520(V),IR LEDs:28,IR Wavelength:850nm,Minimum Scene Illumination:Color : 0.1Lux@F1.6 / BW : 0Lux@F1.6 (IR LED On),Operating Humidity:0~90% RH (Non-Condensing),Operating Temperature:-4~122Â°F (-20~+50ÂºC),Power Consumption:PoE (IEEE802.3af )/ 12VDC: 8.5W,Privacy Zone:8 Zones,Protocols:TCP/IP, UDP, IPv4/v6, HTTP, HTTPS, QoS, FTP, UPnP, RTP, RTSP, RTCP, DHCP, ARP, Zeroconf, Bonjour,Weatherproof:IP66,Digital Noise Reduction:2DNR, 3DNR,Angle of View:H: 97Â°~31Â°,IR Distance:Indoor: 24m/82ft, Outdoor: 19m/65ft,Audio:Yes,Auto Gain Control:Yes,Day/Night:Yes,Digital Noise Reduction:Yes,Automatic White Balance:Yes,Back Light Compensation:Yes,Privacy Masking:Yes,Wide Dynamic Range:Yes,Mirror:Yes,ONVIF:Yes,Digital Zoom:Yes | 4 Megapixel |  | NVW4212M | ATV NVW4212M 4 Megapixel Outdoor Network IR Dome Camera, 2.8-12mm Lens
ATV | NVW429 | 227 | The NVW429 from ATV is a 4 Megapixel Outdoor Network IR Dome Camera, 2.9mm Lens.,Features,2.9mm Fixed Lens,Exceptional 4MP, 2592 x 1520 Resolution, Video Images and Powerful IR LED Lights for 0 Lux Operation up to 82ft,Super-Efficient H.265 Video Compression for Drastically Reduced Bandwidth and Storage Requirements,ATVision IP Remote Management Client Software for Windows and Mac and Mobile Applications for Apple and Android Operating Systems are included | SKU:NVW429,Manufacturer:ATV,Features:Audio, Auto Gain Control, Automatic White Balance, Day/Night, Digital Noise Reduction, Digital Zoom, Mirror, ONVIF, Privacy Masking, Vandal Resistant, Weather Resistant, Wide Dynamic Range,Camera Signal :Network IP,Connection Type:Wired,Infrared Distance:61~100 Feet,Resolution:4 Megapixel,Lens Type:Fixed,Lens Size:2.9mm,Mount Type:Ceiling, Wall,Compression Method:H.264, M-JPEG, H.265,Durability:Vandal Resistant, Weather Resistant,Voltage:12vDC, PoE,Dimensions (W x H):5.7(Ã˜) x 3.86in (144(Ã˜) x 98mm),Electronic Shutter:Auto (1/10,000~1sec), Manual,Image Device:1/3â€ CMOS Sensor,IR LEDs:28,IR Wavelength:850nm,Minimum Scene Illumination:Color : 0.23Lux / BW : 0Lux @ F2.0, 50IRE,Operating Humidity:0~90% RH (Non-Condensing),Operating Temperature:-4~122Â°F (-20~+50ÂºC),Power Consumption:PoE (IEEE802.3af )/ 12VDC: 7.3W,Privacy Zone:8 Zones,Protocols:TCP/IP, UDP, IPv4/v6, HTTP, HTTPS, QoS, FTP, UPnP, RTP, RTSP, RTCP, DHCP, ARP, Zeroconf, Bonjour,Weatherproof:IP66,Digital Noise Reduction:3DNR,Angle of View:H: 81Â°,IR Distance:Indoor: 24m/82ft, Outdoor: 19m/65ft,Audio:Yes,Auto Gain Control:Yes,Day/Night:Yes,Digital Noise Reduction:Yes,Automatic White Balance:Yes,Back Light Compensation:Yes,Privacy Masking:Yes,Wide Dynamic Range:Yes,Mirror:Yes,ONVIF:Yes,Digital Zoom:Yes | 4 Megapixel |  | NVW429 | ATV NVW429 4 Megapixel Outdoor Network IR Dome Camera, 2.9mm Lens
ATV | NVW4212MB | 251 | The NVW4212MB from ATV is a 4 Megapixel Outdoor Network IR Dome Camera, 2.8-12mm Lens, Black.,Features,2.8-12mm Motorized Vari-focal Lens,Exceptional 4MP, 2592 x 1520 Resolution, Video Images and Powerful IR LED Lights for 0 Lux Operation up to 82ft,Super-Efficient H.265 Video Compression for Drastically Reduced Bandwidth and Storage Requirements,ATVision IP Remote Management Client Software for Windows and Mac and Mobile Applications for Apple and Android Operating Systems are included | SKU:NVW4212MB,Manufacturer:ATV,Features:Audio, Auto Gain Control, Automatic White Balance, Day/Night, Digital Noise Reduction, Digital Zoom, Mirror, ONVIF, Privacy Masking, Vandal Resistant, Weather Resistant, Wide Dynamic Range,Camera Signal :Network IP,Connection Type:Wired,Infrared Distance:61~100 Feet,Resolution:4 Megapixel,Lens Type:Varifocal,Lens Size:2.8-12mm,Mount Type:Ceiling, Wall,Compression Method:H.264, M-JPEG, H.265,Durability:Vandal Resistant, Weather Resistant,Voltage:12vDC, PoE,Dimensions (W x H):5.7(Ã˜) x 3.86in (144(Ã˜) x 98mm),Electronic Shutter:Auto (1/10,000~1sec), Manual,Image Device:1/3â€ CMOS Sensor Pixels : 2688(H) x 1520(V),IR LEDs:28,IR Wavelength:850nm,Minimum Scene Illumination:Color : 0.1Lux@F1.6 / BW : 0Lux@F1.6 (IR LED On),Operating Humidity:0~90% RH (Non-Condensing),Operating Temperature:-4~122Â°F (-20~+50ÂºC),Power Consumption:PoE (IEEE802.3af )/ 12VDC: 8.5W,Privacy Zone:8 Zones,Protocols:TCP/IP, UDP, IPv4/v6, HTTP, HTTPS, QoS, FTP, UPnP, RTP, RTSP, RTCP, DHCP, ARP, Zeroconf, Bonjour,Weatherproof:IP66,Digital Noise Reduction:2DNR, 3DNR,Angle of View:H: 97Â°~31Â°,IR Distance:Indoor: 24m/82ft, Outdoor: 19m/65ft,Audio:Yes,Auto Gain Control:Yes,Day/Night:Yes,Digital Noise Reduction:Yes,Automatic White Balance:Yes,Back Light Compensation:Yes,Privacy Masking:Yes,Wide Dynamic Range:Yes,Mirror:Yes,ONVIF:Yes,Digital Zoom:Yes | 4 Megapixel |  | NVW4212MB | ATV NVW4212MB 4 Megapixel Outdoor Network IR Dome Camera, 2.8-12mm Lens, Black
ATV | NVW429B | 227 | The NVW429B from ATV is a 4 Megapixel Outdoor Network IR Dome Camera, 2.9mm Lens, Black.,Features,2.9mm Fixed Lens,Exceptional 4MP, 2592 x 1520 Resolution, Video Images and Powerful IR LED Lights for 0 Lux Operation up to 82ft,Super-Efficient H.265 Video Compression for Drastically Reduced Bandwidth and Storage Requirements,ATVision IP Remote Management Client Software for Windows and Mac and Mobile Applications for Apple and Android Operating Systems are included | SKU:NVW429B,Manufacturer:ATV,Features:Audio, Auto Gain Control, Automatic White Balance, Day/Night, Digital Noise Reduction, Digital Zoom, Mirror, ONVIF, Privacy Masking, Vandal Resistant, Weather Resistant, Wide Dynamic Range,Camera Signal :Network IP,Connection Type:Wired,Infrared Distance:61~100 Feet,Resolution:4 Megapixel,Lens Type:Fixed,Lens Size:2.9mm,Mount Type:Ceiling, Wall,Compression Method:H.264, M-JPEG, H.265,Durability:Vandal Resistant, Weather Resistant,Voltage:12vDC, PoE,Dimensions (W x H):5.7(Ã˜) x 3.86in (144(Ã˜) x 98mm),Electronic Shutter:Auto (1/10,000~1sec), Manual,Image Device:1/3â€ CMOS Sensor,IR LEDs:28,IR Wavelength:850nm,Minimum Scene Illumination:Color : 0.23Lux / BW : 0Lux @ F2.0, 50IRE,Operating Humidity:0~90% RH (Non-Condensing),Operating Temperature:-4~122Â°F (-20~+50ÂºC),Power Consumption:PoE (IEEE802.3af )/ 12VDC: 7.3W,Privacy Zone:8 Zones,Protocols:TCP/IP, UDP, IPv4/v6, HTTP, HTTPS, QoS, FTP, UPnP, RTP, RTSP, RTCP, DHCP, ARP, Zeroconf, Bonjour,Weatherproof:IP66,Digital Noise Reduction:3DNR,Angle of View:H: 81Â°,IR Distance:Indoor: 24m/82ft, Outdoor: 19m/65ft,Audio:Yes,Auto Gain Control:Yes,Day/Night:Yes,Digital Noise Reduction:Yes,Automatic White Balance:Yes,Back Light Compensation:Yes,Privacy Masking:Yes,Wide Dynamic Range:Yes,Mirror:Yes,ONVIF:Yes,Digital Zoom:Yes | 4 Megapixel |  | NVW429B | ATV NVW429B 4 Megapixel Outdoor Network IR Dome Camera, 2.9mm Lens, Black
ATV | NVW436 | 222 | The NVW436 from ATV is a 4 Megapixel Outdoor Network IR Dome Camera, 3.6mm Lens.,Features,3.6mm Fixed Lens,Exceptional 4MP, 2592 x 1520 Resolution, Video Images and Powerful IR LED Lights for 0 Lux Operation up to 82ft,Super-Efficient H.265 Video Compression for Drastically Reduced Bandwidth and Storage Requirements,ATVision IP Remote Management Client Software for Windows and Mac and Mobile Applications for Apple and Android Operating Systems are included | SKU:NVW436,Manufacturer:ATV,Features:Audio, Auto Gain Control, Automatic White Balance, Day/Night, Digital Noise Reduction, Digital Zoom, Mirror, ONVIF, Privacy Masking, Vandal Resistant, Weather Resistant, Wide Dynamic Range,Camera Signal :Network IP,Connection Type:Wired,Infrared Distance:61~100 Feet,Resolution:4 Megapixel,Lens Type:Fixed,Lens Size:3.6mm,Mount Type:Ceiling, Wall,Compression Method:H.264, M-JPEG, H.265,Durability:Vandal Resistant, Weather Resistant,Voltage:12vDC, PoE,Dimensions (W x H):5.7(Ã˜) x 3.86in (144(Ã˜) x 98mm),Electronic Shutter:Auto (1/10,000~1sec), Manual,Image Device:1/3â€ CMOS Sensor,IR LEDs:28,IR Wavelength:850nm,Minimum Scene Illumination:Color : 0.23Lux / BW : 0Lux @ F2.0, 50IRE,Operating Humidity:0~90% RH (Non-Condensing),Operating Temperature:-4~122Â°F (-20~+50ÂºC),Power Consumption:PoE (IEEE802.3af )/ 12VDC: 7.3W,Privacy Zone:8 Zones,Protocols:TCP/IP, UDP, IPv4/v6, HTTP, HTTPS, QoS, FTP, UPnP, RTP, RTSP, RTCP, DHCP, ARP, Zeroconf, Bonjour,Weatherproof:IP66,Digital Noise Reduction:3DNR,Angle of View:H: 81Â°,IR Distance:Indoor: 24m/82ft, Outdoor: 19m/65ft,Audio:Yes,Auto Gain Control:Yes,Day/Night:Yes,Digital Noise Reduction:Yes,Automatic White Balance:Yes,Back Light Compensation:Yes,Privacy Masking:Yes,Wide Dynamic Range:Yes,Mirror:Yes,ONVIF:Yes,Digital Zoom:Yes | 4 Megapixel |  | NVW436 | ATV NVW436 4 Megapixel Outdoor Network IR Dome Camera, 3.6mm Lens